## Read Me
Calculating Cut and Fill: The Grid and Cross Section Methods
This spreadsheet has been provided by Kubla Software.
You are free to use this document for educational, personal and commercial use.
If redistributed it must be in it’s orginal form. Please read the license tab for full terms and conditions for distributing this document.
Post any questions or feedback, in our Forum:
https://www.forums.kublasoftware.com/
Visit our website to find out more about Kubla Cubed or Download your free copy :
https://www.kublasoftware.com/kubla-cubed/

## Grid Method Example
[9 empty] | How To Complete The Grid Method | [42 empty] | Measurements | [6 empty] | Results
[9 empty] | 1) Type in the units that are being used → | [42 empty] | Units: |  | m |  |  |  |  | Cut Volume: |  |  | 703312.5 |  |  | cu.m.
[9 empty] | 2) Type in the width and height of the grid cells → | [42 empty] | Cell Width: |  | 50 | m |  |  |  | Fill Volume: | Fill Volume |  | 5146812.5 |  |  | cu.m.
[9 empty] | 3) For each vertex of the grid which has earthworks, type in the existing and proposed levels below in the form Existing / Proposed → | [42 empty] | Cell Height: |  | 50 | m |  |  |  | Net Volume: | Net Volume |  | 4443500 |  |  | cu.m.
[9 empty] | 4) The volumes will be presented in the results → → | [59 empty] | Auto-filled: Average Cut/Fill area for each grid cell
NOTE: DO NOT DELETE THE CONTENTS OF THIS TABLE → IT WILL AUTOFILL WHEN YOU COMPLETE THE GRID ON THE LEFT
| A |  | B |  |  | C |  |  | D |  |  | E |  |  | F |  |  | G |  |  | H |  |  | I |  |  | J |  |  | K |  |  | L |  |  | M |  |  | N |  |  | O |  |  | P |  |  | Q |  | R |  | S |  | T |  | U |  | V |  | W |  | X |  | Y |  | Z |  |  | A | B | C | D | E | F | G | H | I | J | K | L | M | N | O | P | Q | R | S | T | U | V | W | X | Y | Z
1 |  | / |  | / |  |  | / |  |  | / |  |  | / |  |  | / |  |  | / |  |  | / |  |  | / |  |  | / |  |  | / |  |  | / |  |  | / |  |  | / |  |  | / |  |  | / |  |  | / |  | / |  | / |  | / |  | / |  | / |  | / |  | / |  | / |  | / | 1 | 0 | 0 | 0 | 0 | 0 | 0 | 4.025 | 5.825 | 1.8 | 0 | 0 | 0 | 0 | 0 | 0 | 0 | 0 | 0 | 0 | 0 | 0 | 0 | 0 | 0 | 0 | 0 | Total Cut | 0 | Total Fill | 11.65
2 |  | / |  | / |  |  | / |  |  | / |  |  | / |  |  | / |  |  | / |  | -22 | / | -5.9 | -20.5 | / | -13.3 |  | / |  |  | / |  |  | / |  |  | / |  |  | / |  |  | / |  |  | / |  |  | / |  | / |  | / |  | / |  | / |  | / |  | / |  | / |  | / |  | / | 2 | 0 | 0 | 0 | 0 | 0 | 2 | 11.275 | 17.325 | 11.6 | 3.55 | 0 | 0 | 0 | 0 | 0 | 0 | 0 | 0 | 0 | 0 | 0 | 0 | 0 | 0 | 0 | 0 | Total Cut | 0 | Total Fill | 45.75
[21 empty] | 16.1(fill) |  |  | 7.2(fill)
3 |  | / |  | / |  |  | / |  |  | / |  |  | / |  |  | / |  | -15 | / | -7 | -21 | / | 0 | -25 | / | 0 | -22.5 | / | -8.3 |  | / |  |  | / |  |  | / |  |  | / |  |  | / |  |  | / |  |  | / |  | / |  | / |  | / |  | / |  | / |  | / |  | / |  | / |  | / | 3 | 0 | 0 | 0 | 0 | 0 | 2 | 12 | 22.75 | 23.55 | 15.45 | 4.65 | 0 | 0 | 0 | 0 | 0 | 0 | 0 | 0 | 0 | 0 | 0 | 0 | 0 | 0 | 0 | Total Cut | 0 | Total Fill | 80.4
[18 empty] | 8.0(fill) |  |  | 21.0(fill) |  |  | 25.0(fill) |  |  | 14.2(fill)
4 |  | / |  | / |  |  | / |  |  | / |  |  | / |  |  | / |  | 0 | / | 0 | -19 | / | 0 | -26 | / | 0 | -29 | / | 0 | -21.5 | / | -2.9 |  | / |  |  | / |  |  | / |  |  | / |  |  | / |  |  | / |  | / |  | / |  | / |  | / |  | / |  | / |  | / |  | / |  | / | 4 | 0 | 0 | 0 | -5.925 | -11.3 | -7.625 | 2.5 | 15.75 | 25.75 | 26.025 | 16.275 | 5 | 0 | 0 | 0 | 0 | 0 | 0 | 0 | 0 | 0 | 0 | 0 | 0 | 0 | 0 | Total Cut | -24.85 | Total Fill | 91.3
[18 empty] | 0.0(cut) |  |  | 19.0(fill) |  |  | 26.0(fill) |  |  | 29.0(fill) |  |  | 18.6(fill)
5 |  | / |  | / |  |  | / |  |  | / |  | 33 | / | 9.3 | 21.5 | / | 0 | 9 | / | 0 | 0 | / | 0 | -18 | / | 0 | -30 | / | 0 | -26.5 | / | 0 | -20 | / | 0 |  | / |  |  | / |  |  | / |  |  | / |  |  | / |  | / |  | / |  | / |  | / |  | / |  | / |  | / |  | / |  | / | 5 | 0 | 0 | -5.625 | -20.55 | -29.05 | -21.375 | -9.125 | 5.125 | 20.75 | 27.875 | 24.125 | 13.75 | 3.75 | 0 | 0 | 0 | 0 | 0 | 0 | 0 | 0 | 0 | 0 | 0 | 0 | 0 | Total Cut | -85.725 | Total Fill | 95.375
[12 empty] | 23.7(cut) |  |  | 21.5(cut) |  |  | 9.0(cut) |  |  | 0.0(cut) |  |  | 18.0(fill) |  |  | 30.0(fill) |  |  | 26.5(fill) |  |  | 20.0(fill)
6 |  | / |  | / |  |  | / |  | 33 | / | 10.5 | 36 | / | 0 | 35 | / | 0 | 20 | / | 0 | 7.5 | / | 0 | -10 | / | 0 | -25 | / | 0 | -30 | / | 0 | -20 | / | 0 | -15 | / | 0 |  | / |  |  | / |  |  | / |  |  | / |  | / |  | / |  | / |  | / |  | / |  | / |  | / |  | / |  | / | 6 | 0 | 0 | -6.625 | -21.125 | -29.5 | -25 | -15.875 | -3.375 | 15.25 | 28 | 25.875 | 18.75 | 11.875 | 3.75 | 0 | 0 | 0 | 0 | 0 | 0 | 0 | 0 | 0 | 0 | 0 | 0 | Total Cut | -101.5 | Total Fill | 103.5
[9 empty] | 22.5(cut) |  |  | 36.0(cut) |  |  | 35.0(cut) |  |  | 20.0(cut) |  |  | 7.5(cut) |  |  | 10.0(fill) |  |  | 25.0(fill) |  |  | 30.0(fill) |  |  | 20.0(fill) |  |  | 15.0(fill)
7 |  | / |  | / |  |  | / |  | 4 | / | 0 | 22 | / | 0 | 25 | / | 0 | 20 | / | 0 | 16 | / | 0 | 0 | / | 0 | -26 | / | 0 | -31 | / | 0 | -22.5 | / | 0 | -17.5 | / | 0 | -15 | / | 0 |  | / |  |  | / |  |  | / |  | / |  | / |  | / |  | / |  | / |  | / |  | / |  | / |  | / | 7 | 0 | 3.75 | 5.25 | -4.5 | -14.25 | -17.125 | -16.625 | -6.5 | 13.125 | 27.375 | 27.125 | 20.875 | 17.375 | 12.5 | 4.425 | 0.05 | 0 | 0 | 0 | 0 | 0 | 0 | 0 | 0 | 0 | 0 | Total Cut | -59 | Total Fill | 131.85
[9 empty] | 4.0(cut) |  |  | 22.0(cut) |  |  | 25.0(cut) |  |  | 20.0(cut) |  |  | 16.0(cut) |  |  | 0.0(cut) |  |  | 26.0(fill) |  |  | 31.0(fill) |  |  | 22.5(fill) |  |  | 17.5(fill) |  |  | 15.0(fill)
8 |  | / |  | / |  | -15 | / | 0 | -10 | / | 0 | 2 | / | 0 | 8 | / | 0 | 15.5 | / | 0 | 15 | / | 0 | -5 | / | 0 | -21.5 | / | 0 | -31 | / | 0 | -24 | / | 0 | -19.5 | / | 0 | -17.5 | / | 0 | -17.5 | / | 0 | -15 | / | -14.8 |  | / |  | / |  | / |  | / |  | / |  | / |  | / |  | / |  | / |  | / | 8 | 4.375 | 12.625 | 15 | 9.75 | 2 | -4.375 | -5.875 | 2 | 16 | 27 | 27.625 | 22.25 | 19.5 | 18.5 | 12.75 | 3.625 | 0 | 0 | 0 | 0 | 0 | 0 | 0 | 0 | 0 | 0 | Total Cut | -10.25 | Total Fill | 193
[6 empty] | 15.0(fill) |  |  | 10.0(fill) |  |  | 2.0(cut) |  |  | 8.0(cut) |  |  | 15.5(cut) |  |  | 15.0(cut) |  |  | 5.0(fill) |  |  | 21.5(fill) |  |  | 31.0(fill) |  |  | 24.0(fill) |  |  | 19.5(fill) |  |  | 17.5(fill) |  |  | 17.5(fill) |  |  | 0.2(fill)
9 |  | / | -17.5 | / | 0 | -18 | / | 0 | -17 | / | 0 | -14 | / | 0 | -4 | / | 0 | -2 | / | 0 | -5 | / | 0 | -13 | / | 0 | -24.5 | / | 0 | -31 | / | 0 | -24.5 | / | 0 | -21 | / | 0 | -20 | / | 0 | -19 | / | 0 | -18.5 | / | -4.2 |  | / |  | / |  | / |  | / |  | / |  | / |  | / |  | / |  | / |  | / | 9 | 4.375 | 15.25 | 21.125 | 18.875 | 13.25 | 8.125 | 8.5 | 13.375 | 21.75 | 29 | 28.625 | 24.375 | 21.225 | 14.6 | 8.325 | 3.575 | 0 | 0 | 0 | 0 | 0 | 0 | 0 | 0 | 0 | 0 | Total Cut | 0 | Total Fill | 254.35
|  |  | 17.5(fill) |  |  | 18.0(fill) |  |  | 17.0(fill) |  |  | 14.0(fill) |  |  | 4.0(fill) |  |  | 2.0(fill) |  |  | 5.0(fill) |  |  | 13.0(fill) |  |  | 24.5(fill) |  |  | 31.0(fill) |  |  | 24.5(fill) |  |  | 21.0(fill) |  |  | 20.0(fill) |  |  | 19.0(fill) |  |  | 14.3(fill)
10 |  | / |  | / |  | -25.5 | / | 0 | -24 | / | 0 | -20.5 | / | 0 | -14.5 | / | 0 | -12 | / | 0 | -15 | / | 0 | -20.5 | / | 0 | -29 | / | 0 | -31.5 | / | 0 | -27.5 | / | 0 | -24.5 | / | 0 | -21 | / | -1.6 |  | / |  |  | / |  |  | / |  | / |  | / |  | / |  | / |  | / |  | / |  | / |  | / |  | / | 10 | 0 | 6.375 | 18.125 | 22.875 | 21 | 17.875 | 17.25 | 21.375 | 27.5 | 31.375 | 30.5 | 28 | 25.35 | 11.85 | 0 | 0 | 0 | 0 | 0 | 0 | 0 | 0 | 0 | 0 | 0 | 0 | Total Cut | 0 | Total Fill | 279.45
[6 empty] | 25.5(fill) |  |  | 24.0(fill) |  |  | 20.5(fill) |  |  | 14.5(fill) |  |  | 12.0(fill) |  |  | 15.0(fill) |  |  | 20.5(fill) |  |  | 29.0(fill) |  |  | 31.5(fill) |  |  | 27.5(fill) |  |  | 24.5(fill) |  |  | 19.4(fill)
11 |  | / |  | / |  |  | / |  | -23 | / | 0 | -24 | / | 0 | -25 | / | 0 | -20 | / | 0 | -22 | / | 0 | -28 | / | 0 | -32.5 | / | 0 | -32.5 | / | 0 | -30.5 | / | 0 | -29.5 | / | 0 | -28 | / | 0 |  | / |  |  | / |  |  | / |  | / |  | / |  | / |  | / |  | / |  | / |  | / |  | / |  | / | 11 | 0 | 0 | 5.75 | 16.875 | 23 | 23.125 | 23.75 | 27.125 | 31.5 | 33.75 | 33 | 32 | 22.875 | 7 | 0 | 0 | 0 | 0 | 0 | 0 | 0 | 0 | 0 | 0 | 0 | 0 | Total Cut | 0 | Total Fill | 279.75
[9 empty] | 23.0(fill) |  |  | 24.0(fill) |  |  | 25.0(fill) |  |  | 20.0(fill) |  |  | 22.0(fill) |  |  | 28.0(fill) |  |  | 32.5(fill) |  |  | 32.5(fill) |  |  | 30.5(fill) |  |  | 29.5(fill) |  |  | 28.0(fill)
12 |  | / |  | / |  |  | / |  |  | / |  | -20.5 | / | 0 | -22.5 | / | 0 | -25 | / | 0 | -28 | / | 0 | -30.5 | / | 0 | -35 | / | 0 | -35 | / | 0 | -34 | / | 0 | -34 | / | 0 |  | / |  |  | / |  |  | / |  |  | / |  | / |  | / |  | / |  | / |  | / |  | / |  | / |  | / |  | / | 12 | 0 | 0 | 0 | 5.125 | 15.125 | 20.875 | 23.125 | 26.125 | 30.125 | 33.25 | 34.25 | 27.175 | 9.925 | 0 | 0 | 0 | 0 | 0 | 0 | 0 | 0 | 0 | 0 | 0 | 0 | 0 | Total Cut | 0 | Total Fill | 225.1
[12 empty] | 20.5(fill) |  |  | 22.5(fill) |  |  | 25.0(fill) |  |  | 28.0(fill) |  |  | 30.5(fill) |  |  | 35.0(fill) |  |  | 35.0(fill) |  |  | 34.0(fill) |  |  | 34.0(fill)
13 |  | / |  | / |  |  | / |  |  | / |  |  | / |  | -17.5 | / | 0 | -18.5 | / | 0 | -21 | / | 0 | -25 | / | 0 | -30 | / | 0 | -33 | / | 0 | -35 | / | 0 | -36 | / | -30.3 |  | / |  |  | / |  |  | / |  |  | / |  | / |  | / |  | / |  | / |  | / |  | / |  | / |  | / |  | / | 13 | 0 | 0 | 0 | 0 | 4.375 | 12.35 | 17.6 | 20.875 | 24.75 | 28.625 | 24.575 | 10.875 | 1.425 | 0 | 0 | 0 | 0 | 0 | 0 | 0 | 0 | 0 | 0 | 0 | 0 | 0 | Total Cut | 0 | Total Fill | 145.45
[15 empty] | 17.5(fill) |  |  | 18.5(fill) |  |  | 21.0(fill) |  |  | 25.0(fill) |  |  | 30.0(fill) |  |  | 33.0(fill) |  |  | 35.0(fill) |  |  | 5.7(fill)
14 |  | / |  | / |  |  | / |  |  | / |  |  | / |  |  | / |  | -15 | / | -1.6 | -17.5 | / | 0 | -20 | / | 0 | -24 | / | 0 | -27.5 | / | 0 | -30.5 | / | -27.7 |  | / |  |  | / |  |  | / |  |  | / |  |  | / |  | / |  | / |  | / |  | / |  | / |  | / |  | / |  | / |  | / | 14 | 0 | 0 | 0 | 0 | 0 | 3.35 | 12.8 | 18.95 | 20.5 | 17.875 | 7.575 | 0.7 | 0 | 0 | 0 | 0 | 0 | 0 | 0 | 0 | 0 | 0 | 0 | 0 | 0 | 0 | Total Cut | 0 | Total Fill | 81.75
[18 empty] | 13.4(fill) |  |  | 17.5(fill) |  |  | 20.0(fill) |  |  | 24.0(fill) |  |  | 27.5(fill) |  |  | 2.8(fill)
15 |  | / |  | / |  |  | / |  |  | / |  |  | / |  |  | / |  |  | / |  | -16 | / | 4.3 | -18 | / | 0 | -20 | / | 0 |  | / |  |  | / |  |  | / |  |  | / |  |  | / |  |  | / |  |  | / |  | / |  | / |  | / |  | / |  | / |  | / |  | / |  | / |  | / | 15 | 0 | 0 | 0 | 0 | 0 | 0 | 5.075 | 12.3 | 12.225 | 5 | 0 | 0 | 0 | 0 | 0 | 0 | 0 | 0 | 0 | 0 | 0 | 0 | 0 | 0 | 0 | 0 | Total Cut | 0 | Total Fill | 34.6
[21 empty] | 20.3(fill) |  |  | 18.0(fill) |  |  | 20.0(fill)
16 |  | / |  | / |  |  | / |  |  | / |  |  | / |  |  | / |  |  | / |  |  | / |  | -18 | / | -7.1 |  | / |  |  | / |  |  | / |  |  | / |  |  | / |  |  | / |  |  | / |  |  | / |  | / |  | / |  | / |  | / |  | / |  | / |  | / |  | / |  | / | 16 | 0 | 0 | 0 | 0 | 0 | 0 | 0 | 2.725 | 2.725 | 0 | 0 | 0 | 0 | 0 | 0 | 0 | 0 | 0 | 0 | 0 | 0 | 0 | 0 | 0 | 0 | 0 | Total Cut | 0 | Total Fill | 5.45
10.9(fill)
17 |  | / |  | / |  |  | / |  |  | / |  |  | / |  |  | / |  |  | / |  |  | / |  |  | / |  |  | / |  |  | / |  |  | / |  |  | / |  |  | / |  |  | / |  |  | / |  |  | / |  | / |  | / |  | / |  | / |  | / |  | / |  | / |  | / |  | / | 17 | 0 | 0 | 0 | 0 | 0 | 0 | 0 | 0 | 0 | 0 | 0 | 0 | 0 | 0 | 0 | 0 | 0 | 0 | 0 | 0 | 0 | 0 | 0 | 0 | 0 | 0 | Total Cut | 0 | Total Fill | 0
18 |  | / |  | / |  |  | / |  |  | / |  |  | / |  |  | / |  |  | / |  |  | / |  |  | / |  |  | / |  |  | / |  |  | / |  |  | / |  |  | / |  |  | / |  |  | / |  |  | / |  | / |  | / |  | / |  | / |  | / |  | / |  | / |  | / |  | / | 18 | 0 | 0 | 0 | 0 | 0 | 0 | 0 | 0 | 0 | 0 | 0 | 0 | 0 | 0 | 0 | 0 | 0 | 0 | 0 | 0 | 0 | 0 | 0 | 0 | 0 | 0 | Total Cut | 0 | Total Fill | 0
19 |  | / |  | / |  |  | / |  |  | / |  |  | / |  |  | / |  |  | / |  |  | / |  |  | / |  |  | / |  |  | / |  |  | / |  |  | / |  |  | / |  |  | / |  |  | / |  |  | / |  | / |  | / |  | / |  | / |  | / |  | / |  | / |  | / |  | / | 19 | 0 | 0 | 0 | 0 | 0 | 0 | 0 | 0 | 0 | 0 | 0 | 0 | 0 | 0 | 0 | 0 | 0 | 0 | 0 | 0 | 0 | 0 | 0 | 0 | 0 | 0 | Total Cut | 0 | Total Fill | 0
20 |  | / |  | / |  |  | / |  |  | / |  |  | / |  |  | / |  |  | / |  |  | / |  |  | / |  |  | / |  |  | / |  |  | / |  |  | / |  |  | / |  |  | / |  |  | / |  |  | / |  | / |  | / |  | / |  | / |  | / |  | / |  | / |  | / |  | / | 20 | 0 | 0 | 0 | 0 | 0 | 0 | 0 | 0 | 0 | 0 | 0 | 0 | 0 | 0 | 0 | 0 | 0 | 0 | 0 | 0 | 0 | 0 | 0 | 0 | 0 | 0 | Total Cut | 0 | Total Fill | 0
21 |  | / |  | / |  |  | / |  |  | / |  |  | / |  |  | / |  |  | / |  |  | / |  |  | / |  |  | / |  |  | / |  |  | / |  |  | / |  |  | / |  |  | / |  |  | / |  |  | / |  | / |  | / |  | / |  | / |  | / |  | / |  | / |  | / |  | / | 21 | 0 | 0 | 0 | 0 | 0 | 0 | 0 | 0 | 0 | 0 | 0 | 0 | 0 | 0 | 0 | 0 | 0 | 0 | 0 | 0 | 0 | 0 | 0 | 0 | 0 | 0 | Total Cut | 0 | Total Fill | 0
22 |  | / |  | / |  |  | / |  |  | / |  |  | / |  |  | / |  |  | / |  |  | / |  |  | / |  |  | / |  |  | / |  |  | / |  |  | / |  |  | / |  |  | / |  |  | / |  |  | / |  | / |  | / |  | / |  | / |  | / |  | / |  | / |  | / |  | / | 22 | 0 | 0 | 0 | 0 | 0 | 0 | 0 | 0 | 0 | 0 | 0 | 0 | 0 | 0 | 0 | 0 | 0 | 0 | 0 | 0 | 0 | 0 | 0 | 0 | 0 | 0 | Total Cut | 0 | Total Fill | 0
23 |  | / |  | / |  |  | / |  |  | / |  |  | / |  |  | / |  |  | / |  |  | / |  |  | / |  |  | / |  |  | / |  |  | / |  |  | / |  |  | / |  |  | / |  |  | / |  |  | / |  | / |  | / |  | / |  | / |  | / |  | / |  | / |  | / |  | / | 23 | 0 | 0 | 0 | 0 | 0 | 0 | 0 | 0 | 0 | 0 | 0 | 0 | 0 | 0 | 0 | 0 | 0 | 0 | 0 | 0 | 0 | 0 | 0 | 0 | 0 | 0 | Total Cut | 0 | Total Fill | 0
24 |  | / |  | / |  |  | / |  |  | / |  |  | / |  |  | / |  |  | / |  |  | / |  |  | / |  |  | / |  |  | / |  |  | / |  |  | / |  |  | / |  |  | / |  |  | / |  |  | / |  | / |  | / |  | / |  | / |  | / |  | / |  | / |  | / |  | / | 24 | 0 | 0 | 0 | 0 | 0 | 0 | 0 | 0 | 0 | 0 | 0 | 0 | 0 | 0 | 0 | 0 | 0 | 0 | 0 | 0 | 0 | 0 | 0 | 0 | 0 | 0 | Total Cut | 0 | Total Fill | 0
25 |  | / |  | / |  |  | / |  |  | / |  |  | / |  |  | / |  |  | / |  |  | / |  |  | / |  |  | / |  |  | / |  |  | / |  |  | / |  |  | / |  |  | / |  |  | / |  |  | / |  | / |  | / |  | / |  | / |  | / |  | / |  | / |  | / |  | / | 25 | 0 | 0 | 0 | 0 | 0 | 0 | 0 | 0 | 0 | 0 | 0 | 0 | 0 | 0 | 0 | 0 | 0 | 0 | 0 | 0 | 0 | 0 | 0 | 0 | 0 | 0 | Total Cut | 0 | Total Fill | 0

## Grid Method
[7 empty] | How To Complete The Grid Method | [29 empty] | Measurements | [6 empty] | Results
[7 empty] | 1) Type in the units that are being used → | [29 empty] | Units: |  | m |  |  |  |  | Cut Volume: |  |  | 0 |  |  | cu.m.
[7 empty] | 2) Type in the width and height of the grid cells → | [29 empty] | Cell Width: |  | 50 | m |  |  |  | Fill Volume: | Fill Volume |  | 0 |  |  | cu.m.
[7 empty] | 3) For each vertex of the grid which has earthworks, type in the existing and proposed levels below in the form Existing / Proposed → | [29 empty] | Cell Height: |  | 50 | m |  |  |  | Net Volume: | Net Volume |  | 0 |  |  | cu.m.
[7 empty] | 4) The volumes will be presented in the results → → | [46 empty] | Auto-filled: Average Cut/Fill area for each grid cell
NOTE: DO NOT DELETE THE CONTENTS OF THIS TABLE → IT WILL AUTOFILL WHEN YOU COMPLETE THE GRID ON THE LEFT
| A |  | B |  | C |  | D |  | E |  | F |  | G |  | H |  | I |  | J |  | K |  | L |  | M |  | N |  | O |  | P |  | Q |  | R |  | S |  | T |  | U |  | V |  | W |  | X |  | Y |  | Z |  |  | A | B | C | D | E | F | G | H | I | J | K | L | M | N | O | P | Q | R | S | T | U | V | W | X | Y | Z
1 |  | / |  | / |  | / |  | / |  | / |  | / |  | / |  | / |  | / |  | / |  | / |  | / |  | / |  | / |  | / |  | / |  | / |  | / |  | / |  | / |  | / |  | / |  | / |  | / |  | / |  | / | 1 | 0 | 0 | 0 | 0 | 0 | 0 | 0 | 0 | 0 | 0 | 0 | 0 | 0 | 0 | 0 | 0 | 0 | 0 | 0 | 0 | 0 | 0 | 0 | 0 | 0 | 0 | Total Cut | 0 | Total Fill | 0
2 |  | / |  | / |  | / |  | / |  | / |  | / |  | / |  | / |  | / |  | / |  | / |  | / |  | / |  | / |  | / |  | / |  | / |  | / |  | / |  | / |  | / |  | / |  | / |  | / |  | / |  | / | 2 | 0 | 0 | 0 | 0 | 0 | 0 | 0 | 0 | 0 | 0 | 0 | 0 | 0 | 0 | 0 | 0 | 0 | 0 | 0 | 0 | 0 | 0 | 0 | 0 | 0 | 0 | Total Cut | 0 | Total Fill | 0
3 |  | / |  | / |  | / |  | / |  | / |  | / |  | / |  | / |  | / |  | / |  | / |  | / |  | / |  | / |  | / |  | / |  | / |  | / |  | / |  | / |  | / |  | / |  | / |  | / |  | / |  | / | 3 | 0 | 0 | 0 | 0 | 0 | 0 | 0 | 0 | 0 | 0 | 0 | 0 | 0 | 0 | 0 | 0 | 0 | 0 | 0 | 0 | 0 | 0 | 0 | 0 | 0 | 0 | Total Cut | 0 | Total Fill | 0
4 |  | / |  | / |  | / |  | / |  | / |  | / |  | / |  | / |  | / |  | / |  | / |  | / |  | / |  | / |  | / |  | / |  | / |  | / |  | / |  | / |  | / |  | / |  | / |  | / |  | / |  | / | 4 | 0 | 0 | 0 | 0 | 0 | 0 | 0 | 0 | 0 | 0 | 0 | 0 | 0 | 0 | 0 | 0 | 0 | 0 | 0 | 0 | 0 | 0 | 0 | 0 | 0 | 0 | Total Cut | 0 | Total Fill | 0
5 |  | / |  | / |  | / |  | / |  | / |  | / |  | / |  | / |  | / |  | / |  | / |  | / |  | / |  | / |  | / |  | / |  | / |  | / |  | / |  | / |  | / |  | / |  | / |  | / |  | / |  | / | 5 | 0 | 0 | 0 | 0 | 0 | 0 | 0 | 0 | 0 | 0 | 0 | 0 | 0 | 0 | 0 | 0 | 0 | 0 | 0 | 0 | 0 | 0 | 0 | 0 | 0 | 0 | Total Cut | 0 | Total Fill | 0
6 |  | / |  | / |  | / |  | / |  | / |  | / |  | / |  | / |  | / |  | / |  | / |  | / |  | / |  | / |  | / |  | / |  | / |  | / |  | / |  | / |  | / |  | / |  | / |  | / |  | / |  | / | 6 | 0 | 0 | 0 | 0 | 0 | 0 | 0 | 0 | 0 | 0 | 0 | 0 | 0 | 0 | 0 | 0 | 0 | 0 | 0 | 0 | 0 | 0 | 0 | 0 | 0 | 0 | Total Cut | 0 | Total Fill | 0
7 |  | / |  | / |  | / |  | / |  | / |  | / |  | / |  | / |  | / |  | / |  | / |  | / |  | / |  | / |  | / |  | / |  | / |  | / |  | / |  | / |  | / |  | / |  | / |  | / |  | / |  | / | 7 | 0 | 0 | 0 | 0 | 0 | 0 | 0 | 0 | 0 | 0 | 0 | 0 | 0 | 0 | 0 | 0 | 0 | 0 | 0 | 0 | 0 | 0 | 0 | 0 | 0 | 0 | Total Cut | 0 | Total Fill | 0
8 |  | / |  | / |  | / |  | / |  | / |  | / |  | / |  | / |  | / |  | / |  | / |  | / |  | / |  | / |  | / |  | / |  | / |  | / |  | / |  | / |  | / |  | / |  | / |  | / |  | / |  | / | 8 | 0 | 0 | 0 | 0 | 0 | 0 | 0 | 0 | 0 | 0 | 0 | 0 | 0 | 0 | 0 | 0 | 0 | 0 | 0 | 0 | 0 | 0 | 0 | 0 | 0 | 0 | Total Cut | 0 | Total Fill | 0
9 |  | / |  | / |  | / |  | / |  | / |  | / |  | / |  | / |  | / |  | / |  | / |  | / |  | / |  | / |  | / |  | / |  | / |  | / |  | / |  | / |  | / |  | / |  | / |  | / |  | / |  | / | 9 | 0 | 0 | 0 | 0 | 0 | 0 | 0 | 0 | 0 | 0 | 0 | 0 | 0 | 0 | 0 | 0 | 0 | 0 | 0 | 0 | 0 | 0 | 0 | 0 | 0 | 0 | Total Cut | 0 | Total Fill | 0
10 |  | / |  | / |  | / |  | / |  | / |  | / |  | / |  | / |  | / |  | / |  | / |  | / |  | / |  | / |  | / |  | / |  | / |  | / |  | / |  | / |  | / |  | / |  | / |  | / |  | / |  | / | 10 | 0 | 0 | 0 | 0 | 0 | 0 | 0 | 0 | 0 | 0 | 0 | 0 | 0 | 0 | 0 | 0 | 0 | 0 | 0 | 0 | 0 | 0 | 0 | 0 | 0 | 0 | Total Cut | 0 | Total Fill | 0
11 |  | / |  | / |  | / |  | / |  | / |  | / |  | / |  | / |  | / |  | / |  | / |  | / |  | / |  | / |  | / |  | / |  | / |  | / |  | / |  | / |  | / |  | / |  | / |  | / |  | / |  | / | 11 | 0 | 0 | 0 | 0 | 0 | 0 | 0 | 0 | 0 | 0 | 0 | 0 | 0 | 0 | 0 | 0 | 0 | 0 | 0 | 0 | 0 | 0 | 0 | 0 | 0 | 0 | Total Cut | 0 | Total Fill | 0
12 |  | / |  | / |  | / |  | / |  | / |  | / |  | / |  | / |  | / |  | / |  | / |  | / |  | / |  | / |  | / |  | / |  | / |  | / |  | / |  | / |  | / |  | / |  | / |  | / |  | / |  | / | 12 | 0 | 0 | 0 | 0 | 0 | 0 | 0 | 0 | 0 | 0 | 0 | 0 | 0 | 0 | 0 | 0 | 0 | 0 | 0 | 0 | 0 | 0 | 0 | 0 | 0 | 0 | Total Cut | 0 | Total Fill | 0
13 |  | / |  | / |  | / |  | / |  | / |  | / |  | / |  | / |  | / |  | / |  | / |  | / |  | / |  | / |  | / |  | / |  | / |  | / |  | / |  | / |  | / |  | / |  | / |  | / |  | / |  | / | 13 | 0 | 0 | 0 | 0 | 0 | 0 | 0 | 0 | 0 | 0 | 0 | 0 | 0 | 0 | 0 | 0 | 0 | 0 | 0 | 0 | 0 | 0 | 0 | 0 | 0 | 0 | Total Cut | 0 | Total Fill | 0
14 |  | / |  | / |  | / |  | / |  | / |  | / |  | / |  | / |  | / |  | / |  | / |  | / |  | / |  | / |  | / |  | / |  | / |  | / |  | / |  | / |  | / |  | / |  | / |  | / |  | / |  | / | 14 | 0 | 0 | 0 | 0 | 0 | 0 | 0 | 0 | 0 | 0 | 0 | 0 | 0 | 0 | 0 | 0 | 0 | 0 | 0 | 0 | 0 | 0 | 0 | 0 | 0 | 0 | Total Cut | 0 | Total Fill | 0
15 |  | / |  | / |  | / |  | / |  | / |  | / |  | / |  | / |  | / |  | / |  | / |  | / |  | / |  | / |  | / |  | / |  | / |  | / |  | / |  | / |  | / |  | / |  | / |  | / |  | / |  | / | 15 | 0 | 0 | 0 | 0 | 0 | 0 | 0 | 0 | 0 | 0 | 0 | 0 | 0 | 0 | 0 | 0 | 0 | 0 | 0 | 0 | 0 | 0 | 0 | 0 | 0 | 0 | Total Cut | 0 | Total Fill | 0
16 |  | / |  | / |  | / |  | / |  | / |  | / |  | / |  | / |  | / |  | / |  | / |  | / |  | / |  | / |  | / |  | / |  | / |  | / |  | / |  | / |  | / |  | / |  | / |  | / |  | / |  | / | 16 | 0 | 0 | 0 | 0 | 0 | 0 | 0 | 0 | 0 | 0 | 0 | 0 | 0 | 0 | 0 | 0 | 0 | 0 | 0 | 0 | 0 | 0 | 0 | 0 | 0 | 0 | Total Cut | 0 | Total Fill | 0
17 |  | / |  | / |  | / |  | / |  | / |  | / |  | / |  | / |  | / |  | / |  | / |  | / |  | / |  | / |  | / |  | / |  | / |  | / |  | / |  | / |  | / |  | / |  | / |  | / |  | / |  | / | 17 | 0 | 0 | 0 | 0 | 0 | 0 | 0 | 0 | 0 | 0 | 0 | 0 | 0 | 0 | 0 | 0 | 0 | 0 | 0 | 0 | 0 | 0 | 0 | 0 | 0 | 0 | Total Cut | 0 | Total Fill | 0
18 |  | / |  | / |  | / |  | / |  | / |  | / |  | / |  | / |  | / |  | / |  | / |  | / |  | / |  | / |  | / |  | / |  | / |  | / |  | / |  | / |  | / |  | / |  | / |  | / |  | / |  | / | 18 | 0 | 0 | 0 | 0 | 0 | 0 | 0 | 0 | 0 | 0 | 0 | 0 | 0 | 0 | 0 | 0 | 0 | 0 | 0 | 0 | 0 | 0 | 0 | 0 | 0 | 0 | Total Cut | 0 | Total Fill | 0
19 |  | / |  | / |  | / |  | / |  | / |  | / |  | / |  | / |  | / |  | / |  | / |  | / |  | / |  | / |  | / |  | / |  | / |  | / |  | / |  | / |  | / |  | / |  | / |  | / |  | / |  | / | 19 | 0 | 0 | 0 | 0 | 0 | 0 | 0 | 0 | 0 | 0 | 0 | 0 | 0 | 0 | 0 | 0 | 0 | 0 | 0 | 0 | 0 | 0 | 0 | 0 | 0 | 0 | Total Cut | 0 | Total Fill | 0
20 |  | / |  | / |  | / |  | / |  | / |  | / |  | / |  | / |  | / |  | / |  | / |  | / |  | / |  | / |  | / |  | / |  | / |  | / |  | / |  | / |  | / |  | / |  | / |  | / |  | / |  | / | 20 | 0 | 0 | 0 | 0 | 0 | 0 | 0 | 0 | 0 | 0 | 0 | 0 | 0 | 0 | 0 | 0 | 0 | 0 | 0 | 0 | 0 | 0 | 0 | 0 | 0 | 0 | Total Cut | 0 | Total Fill | 0
21 |  | / |  | / |  | / |  | / |  | / |  | / |  | / |  | / |  | / |  | / |  | / |  | / |  | / |  | / |  | / |  | / |  | / |  | / |  | / |  | / |  | / |  | / |  | / |  | / |  | / |  | / | 21 | 0 | 0 | 0 | 0 | 0 | 0 | 0 | 0 | 0 | 0 | 0 | 0 | 0 | 0 | 0 | 0 | 0 | 0 | 0 | 0 | 0 | 0 | 0 | 0 | 0 | 0 | Total Cut | 0 | Total Fill | 0
22 |  | / |  | / |  | / |  | / |  | / |  | / |  | / |  | / |  | / |  | / |  | / |  | / |  | / |  | / |  | / |  | / |  | / |  | / |  | / |  | / |  | / |  | / |  | / |  | / |  | / |  | / | 22 | 0 | 0 | 0 | 0 | 0 | 0 | 0 | 0 | 0 | 0 | 0 | 0 | 0 | 0 | 0 | 0 | 0 | 0 | 0 | 0 | 0 | 0 | 0 | 0 | 0 | 0 | Total Cut | 0 | Total Fill | 0
23 |  | / |  | / |  | / |  | / |  | / |  | / |  | / |  | / |  | / |  | / |  | / |  | / |  | / |  | / |  | / |  | / |  | / |  | / |  | / |  | / |  | / |  | / |  | / |  | / |  | / |  | / | 23 | 0 | 0 | 0 | 0 | 0 | 0 | 0 | 0 | 0 | 0 | 0 | 0 | 0 | 0 | 0 | 0 | 0 | 0 | 0 | 0 | 0 | 0 | 0 | 0 | 0 | 0 | Total Cut | 0 | Total Fill | 0
24 |  | / |  | / |  | / |  | / |  | / |  | / |  | / |  | / |  | / |  | / |  | / |  | / |  | / |  | / |  | / |  | / |  | / |  | / |  | / |  | / |  | / |  | / |  | / |  | / |  | / |  | / | 24 | 0 | 0 | 0 | 0 | 0 | 0 | 0 | 0 | 0 | 0 | 0 | 0 | 0 | 0 | 0 | 0 | 0 | 0 | 0 | 0 | 0 | 0 | 0 | 0 | 0 | 0 | Total Cut | 0 | Total Fill | 0
25 |  | / |  | / |  | / |  | / |  | / |  | / |  | / |  | / |  | / |  | / |  | / |  | / |  | / |  | / |  | / |  | / |  | / |  | / |  | / |  | / |  | / |  | / |  | / |  | / |  | / |  | / | 25 | 0 | 0 | 0 | 0 | 0 | 0 | 0 | 0 | 0 | 0 | 0 | 0 | 0 | 0 | 0 | 0 | 0 | 0 | 0 | 0 | 0 | 0 | 0 | 0 | 0 | 0 | Total Cut | 0 | Total Fill | 0

## Section Method Example
|  |  | How To Complete The Cross Section Method | [24 empty] | Measurements |  |  |  | Results
|  |  | 1) Click the ‘Clear Data’ button - Type in the units being used → | [24 empty] | Units (m/ft): |  | m |  | Cut Volume : | 685820.3643 | cu.m.
|  |  | 2) Type in the known equal distance between the section lines → | [28 empty] | Fill Volume : | 4873577.9452 | cu.m.
|  |  | 3) In the grey rows below, for each section, input the series of distances (along the section line) and levels for the existing surface | [24 empty] | Distance between sections: |  | 50 | m | Net Volume : | 4187757.5809 | cu.m.
4) Do the same for the proposed surface
5) Check that the section diagrams to the right of your data appear to be correct (Blue = Existing; Orange = Proposed)
6) The cut, fill and net volumes will be presented to the right, in the results → →
Sec. 1 | Existing | Dist. (m) | 0 | 50 | 200 | 300 | 400 | 600 | [24 empty] | Cut: 0.0 sq.m. |  | 0 | 600 |  |  | 1 | 2 | 3 | 4 | 5 | 6 | #N/A | #N/A | #N/A | #N/A | #N/A | #N/A | #N/A | #N/A | #N/A | #N/A | #N/A | #N/A | #N/A | #N/A | #N/A | #N/A | #N/A | #N/A | #N/A | #N/A | #N/A | #N/A | #N/A | #N/A | #N/A | #N/A | #N/A | #N/A | #N/A | #N/A | #N/A | #N/A | #N/A | #N/A | #N/A | #N/A | #N/A | #N/A | #N/A | #N/A | #N/A | #N/A | #N/A | #N/A | #N/A | #N/A | #N/A | #N/A | #N/A | #N/A | #N/A | #N/A | #N/A | #N/A | 0 | 0 | 0 | 0 | 0 | 0 | #N/A | #N/A | #N/A | #N/A | #N/A | #N/A | #N/A | #N/A | #N/A | #N/A | #N/A | #N/A | #N/A | #N/A | #N/A | #N/A | #N/A | #N/A | #N/A | #N/A | #N/A | #N/A | #N/A | #N/A | #N/A | #N/A | #N/A | #N/A | #N/A | #N/A | #N/A | #N/A | #N/A | #N/A | #N/A | #N/A | #N/A | #N/A | #N/A | #N/A | #N/A | #N/A | #N/A | #N/A | #N/A | #N/A | #N/A | #N/A | #N/A | #N/A | #N/A | #N/A | #N/A | #N/A |  | 0 | 0 | 0 | 0 | 0 | 0 | #N/A | #N/A | #N/A | #N/A | #N/A | #N/A | #N/A | #N/A | #N/A | #N/A | #N/A | #N/A | #N/A | #N/A | #N/A | #N/A | #N/A | #N/A | #N/A | #N/A | #N/A | #N/A | #N/A | #N/A | #N/A | #N/A | #N/A | #N/A | #N/A | #N/A | #N/A | #N/A | #N/A | #N/A | #N/A | #N/A | #N/A | #N/A | #N/A | #N/A | #N/A | #N/A | #N/A | #N/A | #N/A | #N/A | #N/A | #N/A | #N/A | #N/A | #N/A | #N/A | #N/A | #N/A | 1 | 2 | 3 | 4 | 5 | 6 | 7 | 8 | 9 | 10 | 11 | 12 | 13 | 14 | 15 | 16 | 17 | 18 | 19 | 20 | 21 | 22 | 23 | 24 | 25 | 26 | 27 | 28 | 29 | 30 | 31 | 32 | 33 | 34 | 35 | 36 | 37 | 38 | 39 | 40 | 41 | 42 | 43 | 44 | 45 | 46 | 47 | 48 | 49 | 50 | 51 | 52 | 53 | 54 | 55 | 56 | 57 | 58 | 59 | 60 | 61 | 62 | 63 | 64 | 65 | 66 | 67 | 68 | 69 | #N/A | #N/A | #N/A | #N/A | #N/A | #N/A | #N/A | #N/A | #N/A | #N/A | #N/A | Dist | 0 | 50 | 200 | 300 | 400 | 600 | #N/A | #N/A | #N/A | #N/A | #N/A | #N/A | #N/A | #N/A | #N/A | #N/A | #N/A | #N/A | #N/A | #N/A | #N/A | #N/A | #N/A | #N/A | #N/A | #N/A | #N/A | #N/A | #N/A | #N/A | #N/A | #N/A | #N/A | #N/A | #N/A | #N/A | #N/A | #N/A | #N/A | #N/A | #N/A | #N/A | #N/A | #N/A | #N/A | #N/A | #N/A | #N/A | #N/A | #N/A | #N/A | #N/A | #N/A | #N/A | #N/A | #N/A | #N/A | #N/A | #N/A | #N/A | #N/A | #N/A | #N/A | #N/A | #N/A | #N/A | #N/A | #N/A | #N/A | #N/A | #N/A | #N/A | #N/A | #N/A | #N/A | #N/A | #N/A | #N/A | #N/A | #N/A
|  | Level (m) | 0 | 0 | 0 | 0 | 0 | 0 | [28 empty] | 0 | 0 | 1 | 2 | 3 | 4 | 5 | 6 | #N/A | #N/A | #N/A | #N/A | #N/A | #N/A | #N/A | #N/A | #N/A | #N/A | #N/A | #N/A | #N/A | #N/A | #N/A | #N/A | #N/A | #N/A | #N/A | #N/A | #N/A | #N/A | #N/A | #N/A | #N/A | #N/A | #N/A | #N/A | #N/A | #N/A | #N/A | #N/A | #N/A | #N/A | #N/A | #N/A | #N/A | #N/A | #N/A | #N/A | #N/A | #N/A | #N/A | #N/A | #N/A | #N/A | #N/A | #N/A | #N/A | #N/A | #N/A | #N/A | #N/A | #N/A | 0 | 0 | 0 | 0 | 0 | 0 | #N/A | #N/A | #N/A | #N/A | #N/A | #N/A | #N/A | #N/A | #N/A | #N/A | #N/A | #N/A | #N/A | #N/A | #N/A | #N/A | #N/A | #N/A | #N/A | #N/A | #N/A | #N/A | #N/A | #N/A | #N/A | #N/A | #N/A | #N/A | #N/A | #N/A | #N/A | #N/A | #N/A | #N/A | #N/A | #N/A | #N/A | #N/A | #N/A | #N/A | #N/A | #N/A | #N/A | #N/A | #N/A | #N/A | #N/A | #N/A | #N/A | #N/A | #N/A | #N/A | #N/A | #N/A |  | 0 | 0 | 0 | 0 | 0 | 0 | #N/A | #N/A | #N/A | #N/A | #N/A | #N/A | #N/A | #N/A | #N/A | #N/A | #N/A | #N/A | #N/A | #N/A | #N/A | #N/A | #N/A | #N/A | #N/A | #N/A | #N/A | #N/A | #N/A | #N/A | #N/A | #N/A | #N/A | #N/A | #N/A | #N/A | #N/A | #N/A | #N/A | #N/A | #N/A | #N/A | #N/A | #N/A | #N/A | #N/A | #N/A | #N/A | #N/A | #N/A | #N/A | #N/A | #N/A | #N/A | #N/A | #N/A | #N/A | #N/A | #N/A | #N/A | 0 | 50 | 200 | 300 | 400 | 600 | #N/A | #N/A | #N/A | #N/A | #N/A | #N/A | #N/A | #N/A | #N/A | #N/A | #N/A | #N/A | #N/A | #N/A | #N/A | #N/A | #N/A | #N/A | #N/A | #N/A | #N/A | #N/A | #N/A | #N/A | #N/A | #N/A | #N/A | #N/A | #N/A | #N/A | #N/A | #N/A | #N/A | #N/A | #N/A | #N/A | #N/A | #N/A | #N/A | #N/A | #N/A | #N/A | #N/A | #N/A | #N/A | #N/A | #N/A | #N/A | #N/A | #N/A | #N/A | #N/A | #N/A | #N/A | #N/A | #N/A | #N/A | #N/A | #N/A | #N/A | #N/A | #N/A | #N/A | #N/A | #N/A | #N/A | #N/A | #N/A | #N/A | #N/A | #N/A | #N/A | #N/A | #N/A | Diff | 0 | 0 | 0 | 0 | 0 | 0 | #N/A | #N/A | #N/A | #N/A | #N/A | #N/A | #N/A | #N/A | #N/A | #N/A | #N/A | #N/A | #N/A | #N/A | #N/A | #N/A | #N/A | #N/A | #N/A | #N/A | #N/A | #N/A | #N/A | #N/A | #N/A | #N/A | #N/A | #N/A | #N/A | #N/A | #N/A | #N/A | #N/A | #N/A | #N/A | #N/A | #N/A | #N/A | #N/A | #N/A | #N/A | #N/A | #N/A | #N/A | #N/A | #N/A | #N/A | #N/A | #N/A | #N/A | #N/A | #N/A | #N/A | #N/A | #N/A | #N/A | #N/A | #N/A | #N/A | #N/A | #N/A | #N/A | #N/A | #N/A | #N/A | #N/A | #N/A | #N/A | #N/A | #N/A | #N/A | #N/A | #N/A | #N/A
| Proposed | Dist. (m) | 0 | 50 | 200 | 300 | 400 | 600 | [24 empty] | Fill: 0.0 sq.m. |  | 0 | 600 |  |  | 0 | 50 | 200 | 300 | 400 | 600 | #N/A | #N/A | #N/A | #N/A | #N/A | #N/A | #N/A | #N/A | #N/A | #N/A | #N/A | #N/A | #N/A | #N/A | #N/A | #N/A | #N/A | #N/A | #N/A | #N/A | #N/A | #N/A | #N/A | #N/A | #N/A | #N/A | #N/A | #N/A | #N/A | #N/A | #N/A | #N/A | #N/A | #N/A | #N/A | #N/A | #N/A | #N/A | #N/A | #N/A | #N/A | #N/A | #N/A | #N/A | #N/A | #N/A | #N/A | #N/A | #N/A | #N/A | #N/A | #N/A | #N/A | #N/A | 1 | 1 | 1 | 1 | 1 | 1 | 0 | 0 | 0 | 0 | 0 | 0 | 0 | 0 | 0 | 0 | 0 | 0 | 0 | 0 | 0 | 0 | 0 | 0 | 0 | 0 | 0 | 0 | 0 | 0 | 0 | 0 | 0 | 0 | 0 | 0 | 0 | 0 | 0 | 0 | 0 | 0 | 0 | 0 | 0 | 0 | 0 | 0 | 0 | 0 | 0 | 0 | 0 | 0 | 0 | 0 | 0 | 0 | 0 | 0 |  | 0 | 0 | 0 | 0 | 0 | 0 | #N/A | #N/A | #N/A | #N/A | #N/A | #N/A | #N/A | #N/A | #N/A | #N/A | #N/A | #N/A | #N/A | #N/A | #N/A | #N/A | #N/A | #N/A | #N/A | #N/A | #N/A | #N/A | #N/A | #N/A | #N/A | #N/A | #N/A | #N/A | #N/A | #N/A | #N/A | #N/A | #N/A | #N/A | #N/A | #N/A | #N/A | #N/A | #N/A | #N/A | #N/A | #N/A | #N/A | #N/A | #N/A | #N/A | #N/A | #N/A | #N/A | #N/A | #N/A | #N/A | #N/A | #N/A | 0 | 0 | 0 | 0 | 0 | 0 | #N/A | #N/A | #N/A | #N/A | #N/A | #N/A | #N/A | #N/A | #N/A | #N/A | #N/A | #N/A | #N/A | #N/A | #N/A | #N/A | #N/A | #N/A | #N/A | #N/A | #N/A | #N/A | #N/A | #N/A | #N/A | #N/A | #N/A | #N/A | #N/A | #N/A | #N/A | #N/A | #N/A | #N/A | #N/A | #N/A | #N/A | #N/A | #N/A | #N/A | #N/A | #N/A | #N/A | #N/A | #N/A | #N/A | #N/A | #N/A | #N/A | #N/A | #N/A | #N/A | #N/A | #N/A | #N/A | #N/A | #N/A | #N/A | #N/A | #N/A | #N/A | #N/A | #N/A | #N/A | #N/A | #N/A | #N/A | #N/A | #N/A | #N/A | #N/A | #N/A | #N/A | #N/A | Fill | 0 | 0 | 0 | 0 | 0 | [75 empty] | FILL= | 0 | CUT= | 0 | 0 | 0
|  | Level (m) | 0 | 0 | 0 | 0 | 0 | 0 | [28 empty] | 0 | 0 | [60 empty] | 1 | 1 | 1 | 1 | 1 | 1 | 0 | 0 | 0 | 0 | 0 | 0 | 0 | 0 | 0 | 0 | 0 | 0 | 0 | 0 | 0 | 0 | 0 | 0 | 0 | 0 | 0 | 0 | 0 | 0 | 0 | 0 | 0 | 0 | 0 | 0 | 0 | 0 | 0 | 0 | 0 | 0 | 0 | 0 | 0 | 0 | 0 | 0 | 0 | 0 | 0 | 0 | 0 | 0 | 0 | 0 | 0 | 0 | 0 | 0 | 0 | 0 | 0 | 0 | 0 | 0 | 0 | 0 | 0 | 0 | 0 | 0 | 0 | 0 | 0 | 0 | 0 | 0 | 0 | 0 | 0 | 0 | 0 | 0 | 0 | 0 | 0 | 0 | 0 | 0 | 0 | 0 | 0 | 0 | 0 | 0 | 0 | 0 | 0 | 0 | 0 | 0 | 0 | 0 | 0 | 0 | 0 | 0 | 0 | 0 | 0 | 0 | 0 | 0 | 0 | 0 | 0 | 0 | 0 | 0 | 0 | 0 | 0 | 0 | 0 | 0 | 0 | #N/A | #N/A | #N/A | #N/A | #N/A | #N/A | #N/A | #N/A | #N/A | #N/A | #N/A | #N/A | #N/A | #N/A | #N/A | #N/A | #N/A | #N/A | #N/A | #N/A | #N/A | #N/A | #N/A | #N/A | #N/A | #N/A | #N/A | #N/A | #N/A | #N/A | #N/A | #N/A | #N/A | #N/A | #N/A | #N/A | #N/A | #N/A | #N/A | #N/A | #N/A | #N/A | #N/A | #N/A | #N/A | #N/A | #N/A | #N/A | #N/A | #N/A | #N/A | #N/A | #N/A | #N/A | #N/A | #N/A | #N/A | #N/A | #N/A | #N/A | #N/A | #N/A | #N/A | #N/A | #N/A | #N/A | #N/A | #N/A | #N/A | #N/A | #N/A | #N/A | #N/A | #N/A | Cut | 0 | 0 | 0 | 0 | 0
Sec. 2 | Existing | Dist. (m) | 0 | 154 | 198 | 254 | 323 | 376 | 418 | 464 | 515 | 640 | [20 empty] | Cut: 0.0 sq.m. |  | 0 | 640 |  |  | 1 | 2 | 2 | 2 | 3 | 4 | 5 | 6 | 7 | 8 | 9 | 10 | 10 | 10 | #N/A | #N/A | #N/A | #N/A | #N/A | #N/A | #N/A | #N/A | #N/A | #N/A | #N/A | #N/A | #N/A | #N/A | #N/A | #N/A | #N/A | #N/A | #N/A | #N/A | #N/A | #N/A | #N/A | #N/A | #N/A | #N/A | #N/A | #N/A | #N/A | #N/A | #N/A | #N/A | #N/A | #N/A | #N/A | #N/A | #N/A | #N/A | #N/A | #N/A | #N/A | #N/A | #N/A | #N/A | #N/A | #N/A | -17.5 | #N/A | #N/A | -20 | -25 | -30 | -35 | -35 | -30 | -25 | -20 | #N/A | #N/A | -18 | #N/A | #N/A | #N/A | #N/A | #N/A | #N/A | #N/A | #N/A | #N/A | #N/A | #N/A | #N/A | #N/A | #N/A | #N/A | #N/A | #N/A | #N/A | #N/A | #N/A | #N/A | #N/A | #N/A | #N/A | #N/A | #N/A | #N/A | #N/A | #N/A | #N/A | #N/A | #N/A | #N/A | #N/A | #N/A | #N/A | #N/A | #N/A | #N/A | #N/A | #N/A | #N/A | #N/A | #N/A | #N/A | #N/A |  | -17.5 | -18.2792 | -18.5519 | -20 | -25 | -30 | -35 | -35 | -30 | -25 | -20 | -19.04 | -18.768 | -18 | #N/A | #N/A | #N/A | #N/A | #N/A | #N/A | #N/A | #N/A | #N/A | #N/A | #N/A | #N/A | #N/A | #N/A | #N/A | #N/A | #N/A | #N/A | #N/A | #N/A | #N/A | #N/A | #N/A | #N/A | #N/A | #N/A | #N/A | #N/A | #N/A | #N/A | #N/A | #N/A | #N/A | #N/A | #N/A | #N/A | #N/A | #N/A | #N/A | #N/A | #N/A | #N/A | #N/A | #N/A | #N/A | #N/A | 1 | 2 | 3 | 4 | 5 | 6 | 7 | 8 | 9 | 10 | 11 | 12 | 13 | 14 | 15 | 16 | 17 | 18 | 19 | 20 | 21 | 22 | 23 | 24 | 25 | 26 | 27 | 28 | 29 | 30 | 31 | 32 | 33 | 34 | 35 | 36 | 37 | 38 | 39 | 40 | 41 | 42 | 43 | 44 | 45 | 46 | 47 | 48 | 49 | 50 | 51 | 52 | 53 | 54 | 55 | 56 | 57 | 58 | 59 | 60 | 61 | 62 | 63 | 64 | 65 | 66 | 67 | 68 | 69 | 70 | 71 | 72 | 73 | 74 | 75 | 76 | 77 | #N/A | #N/A | #N/A | Dist | 0 | 48 | 64.8 | 154 | 198 | 254 | 323 | 376 | 418 | 464 | 515 | 575 | 592 | 640 | #N/A | #N/A | #N/A | #N/A | #N/A | #N/A | #N/A | #N/A | #N/A | #N/A | #N/A | #N/A | #N/A | #N/A | #N/A | #N/A | #N/A | #N/A | #N/A | #N/A | #N/A | #N/A | #N/A | #N/A | #N/A | #N/A | #N/A | #N/A | #N/A | #N/A | #N/A | #N/A | #N/A | #N/A | #N/A | #N/A | #N/A | #N/A | #N/A | #N/A | #N/A | #N/A | #N/A | #N/A | #N/A | #N/A | #N/A | #N/A | #N/A | #N/A | #N/A | #N/A | #N/A | #N/A | #N/A | #N/A | #N/A | #N/A | #N/A | #N/A | #N/A | #N/A | #N/A | #N/A | #N/A | #N/A
|  | Level (m) | -17.5 | -20 | -25 | -30 | -35 | -35 | -30 | -25 | -20 | -18 | [24 empty] | -35 | -17.5 | 1 | 1 | 2 | 3 | 3 | 3 | 3 | 3 | 3 | 3 | 3 | 3 | 4 | #N/A | #N/A | #N/A | #N/A | #N/A | #N/A | #N/A | #N/A | #N/A | #N/A | #N/A | #N/A | #N/A | #N/A | #N/A | #N/A | #N/A | #N/A | #N/A | #N/A | #N/A | #N/A | #N/A | #N/A | #N/A | #N/A | #N/A | #N/A | #N/A | #N/A | #N/A | #N/A | #N/A | #N/A | #N/A | #N/A | #N/A | #N/A | #N/A | #N/A | #N/A | #N/A | #N/A | #N/A | #N/A | #N/A | #N/A | #N/A | -17.1 | 0 | #N/A | #N/A | #N/A | #N/A | #N/A | #N/A | #N/A | #N/A | 0 | -17.5 | #N/A | #N/A | #N/A | #N/A | #N/A | #N/A | #N/A | #N/A | #N/A | #N/A | #N/A | #N/A | #N/A | #N/A | #N/A | #N/A | #N/A | #N/A | #N/A | #N/A | #N/A | #N/A | #N/A | #N/A | #N/A | #N/A | #N/A | #N/A | #N/A | #N/A | #N/A | #N/A | #N/A | #N/A | #N/A | #N/A | #N/A | #N/A | #N/A | #N/A | #N/A | #N/A | #N/A | #N/A | #N/A | #N/A | #N/A |  | #N/A | -17.1 | 0 | 0 | 0 | 0 | 0 | 0 | 0 | 0 | 0 | 0 | -17.5 | #N/A | #N/A | #N/A | #N/A | #N/A | #N/A | #N/A | #N/A | #N/A | #N/A | #N/A | #N/A | #N/A | #N/A | #N/A | #N/A | #N/A | #N/A | #N/A | #N/A | #N/A | #N/A | #N/A | #N/A | #N/A | #N/A | #N/A | #N/A | #N/A | #N/A | #N/A | #N/A | #N/A | #N/A | #N/A | #N/A | #N/A | #N/A | #N/A | #N/A | #N/A | #N/A | #N/A | #N/A | #N/A | #N/A | #N/A | 0 | 48 | 64.8 | 154 | 198 | 254 | 323 | 376 | 418 | 464 | 515 | 575 | 592 | 640 | #N/A | #N/A | #N/A | #N/A | #N/A | #N/A | #N/A | #N/A | #N/A | #N/A | #N/A | #N/A | #N/A | #N/A | #N/A | #N/A | #N/A | #N/A | #N/A | #N/A | #N/A | #N/A | #N/A | #N/A | #N/A | #N/A | #N/A | #N/A | #N/A | #N/A | #N/A | #N/A | #N/A | #N/A | #N/A | #N/A | #N/A | #N/A | #N/A | #N/A | #N/A | #N/A | #N/A | #N/A | #N/A | #N/A | #N/A | #N/A | #N/A | #N/A | #N/A | #N/A | #N/A | #N/A | #N/A | #N/A | #N/A | #N/A | #N/A | #N/A | #N/A | #N/A | #N/A | #N/A | #N/A | #N/A | Diff | #N/A | 1.1792 | 18.5519 | 20 | 25 | 30 | 35 | 35 | 30 | 25 | 20 | 19.04 | 1.268 | #N/A | #N/A | #N/A | #N/A | #N/A | #N/A | #N/A | #N/A | #N/A | #N/A | #N/A | #N/A | #N/A | #N/A | #N/A | #N/A | #N/A | #N/A | #N/A | #N/A | #N/A | #N/A | #N/A | #N/A | #N/A | #N/A | #N/A | #N/A | #N/A | #N/A | #N/A | #N/A | #N/A | #N/A | #N/A | #N/A | #N/A | #N/A | #N/A | #N/A | #N/A | #N/A | #N/A | #N/A | #N/A | #N/A | #N/A | #N/A | #N/A | #N/A | #N/A | #N/A | #N/A | #N/A | #N/A | #N/A | #N/A | #N/A | #N/A | #N/A | #N/A | #N/A | #N/A | #N/A | #N/A | #N/A | #N/A
| Proposed | Dist. (m) | 48 | 64.8 | 575 | 592 | [26 empty] | Fill: 13,634.0 sq.m. |  | 48 | 592 |  |  | 0 | 48 | 64.8 | 154 | 198 | 254 | 323 | 376 | 418 | 464 | 515 | 575 | 592 | 640 | #N/A | #N/A | #N/A | #N/A | #N/A | #N/A | #N/A | #N/A | #N/A | #N/A | #N/A | #N/A | #N/A | #N/A | #N/A | #N/A | #N/A | #N/A | #N/A | #N/A | #N/A | #N/A | #N/A | #N/A | #N/A | #N/A | #N/A | #N/A | #N/A | #N/A | #N/A | #N/A | #N/A | #N/A | #N/A | #N/A | #N/A | #N/A | #N/A | #N/A | #N/A | #N/A | #N/A | #N/A | #N/A | #N/A | 1 | 0 | 0 | 1 | 1 | 1 | 1 | 1 | 1 | 1 | 1 | 0 | 0 | 1 | 0 | 0 | 0 | 0 | 0 | 0 | 0 | 0 | 0 | 0 | 0 | 0 | 0 | 0 | 0 | 0 | 0 | 0 | 0 | 0 | 0 | 0 | 0 | 0 | 0 | 0 | 0 | 0 | 0 | 0 | 0 | 0 | 0 | 0 | 0 | 0 | 0 | 0 | 0 | 0 | 0 | 0 | 0 | 0 | 0 | 0 |  | #N/A | -1.1792 | -18.5519 | -20 | -25 | -30 | -35 | -35 | -30 | -25 | -20 | -19.04 | -1.268 | #N/A | #N/A | #N/A | #N/A | #N/A | #N/A | #N/A | #N/A | #N/A | #N/A | #N/A | #N/A | #N/A | #N/A | #N/A | #N/A | #N/A | #N/A | #N/A | #N/A | #N/A | #N/A | #N/A | #N/A | #N/A | #N/A | #N/A | #N/A | #N/A | #N/A | #N/A | #N/A | #N/A | #N/A | #N/A | #N/A | #N/A | #N/A | #N/A | #N/A | #N/A | #N/A | #N/A | #N/A | #N/A | #N/A | #N/A | #N/A | -17.1 | 0 | 0 | 0 | 0 | 0 | 0 | 0 | 0 | 0 | 0 | -17.5 | #N/A | #N/A | #N/A | #N/A | #N/A | #N/A | #N/A | #N/A | #N/A | #N/A | #N/A | #N/A | #N/A | #N/A | #N/A | #N/A | #N/A | #N/A | #N/A | #N/A | #N/A | #N/A | #N/A | #N/A | #N/A | #N/A | #N/A | #N/A | #N/A | #N/A | #N/A | #N/A | #N/A | #N/A | #N/A | #N/A | #N/A | #N/A | #N/A | #N/A | #N/A | #N/A | #N/A | #N/A | #N/A | #N/A | #N/A | #N/A | #N/A | #N/A | #N/A | #N/A | #N/A | #N/A | #N/A | #N/A | #N/A | #N/A | #N/A | #N/A | #N/A | #N/A | #N/A | #N/A | #N/A | #N/A | #N/A | Fill |  | 165.7418 | 1719.4169 | 990 | 1540 | 2242.5 | 1855 | 1365 | 1265 | 1147.5 | 1171.2 | 172.618 | [68 empty] | FILL= | 13633.9767 | CUT= | 0 | 0.5 | 0
|  | Level (m) | -17.1 | 0 | 0 | -17.5 | [30 empty] | -17.5 | 0 | [60 empty] | 0 | 1 | 1 | 0 | 0 | 0 | 0 | 0 | 0 | 0 | 0 | 1 | 1 | 0 | 0 | 0 | 0 | 0 | 0 | 0 | 0 | 0 | 0 | 0 | 0 | 0 | 0 | 0 | 0 | 0 | 0 | 0 | 0 | 0 | 0 | 0 | 0 | 0 | 0 | 0 | 0 | 0 | 0 | 0 | 0 | 0 | 0 | 0 | 0 | 0 | 0 | 0 | 0 | 0 | 0 | 0 | 0 | 0 | 0 | 0 | 0 | 0 | 0 | 0 | 0 | 0 | 0 | 0 | 0 | 0 | 0 | 0 | 0 | 0 | 0 | 0 | 0 | 0 | 0 | 0 | 0 | 0 | 0 | 0 | 0 | 0 | 0 | 0 | 0 | 0 | 0 | 0 | 0 | 0 | 0 | 0 | 0 | 0 | 0 | 0 | 0 | 0 | 0 | 0 | 0 | 0 | 0 | 0 | 0 | 0 | 0 | 0 | 0 | 0 | 0 | 0 | 0 | 0 | 0 | 0 | 0 | -17.5 | -18.2792 | -18.5519 | -20 | -25 | -30 | -35 | -35 | -30 | -25 | -20 | -19.04 | -18.768 | -18 | #N/A | #N/A | #N/A | #N/A | #N/A | #N/A | #N/A | #N/A | #N/A | #N/A | #N/A | #N/A | #N/A | #N/A | #N/A | #N/A | #N/A | #N/A | #N/A | #N/A | #N/A | #N/A | #N/A | #N/A | #N/A | #N/A | #N/A | #N/A | #N/A | #N/A | #N/A | #N/A | #N/A | #N/A | #N/A | #N/A | #N/A | #N/A | #N/A | #N/A | #N/A | #N/A | #N/A | #N/A | #N/A | #N/A | #N/A | #N/A | #N/A | #N/A | #N/A | #N/A | #N/A | #N/A | #N/A | #N/A | #N/A | #N/A | #N/A | #N/A | #N/A | #N/A | #N/A | #N/A | #N/A | #N/A | Cut
Sec. 3 | Existing | Dist. (m) | 0 | 160 | 228 | 280 | 365 | 381 | 418 | 462 | 520 | 640 | [20 empty] | Cut: 0.0 sq.m. |  | 0 | 640 |  |  | 1 | 2 | 2 | 2 | 3 | 4 | 5 | 6 | 7 | 8 | 9 | 10 | 10 | 10 | #N/A | #N/A | #N/A | #N/A | #N/A | #N/A | #N/A | #N/A | #N/A | #N/A | #N/A | #N/A | #N/A | #N/A | #N/A | #N/A | #N/A | #N/A | #N/A | #N/A | #N/A | #N/A | #N/A | #N/A | #N/A | #N/A | #N/A | #N/A | #N/A | #N/A | #N/A | #N/A | #N/A | #N/A | #N/A | #N/A | #N/A | #N/A | #N/A | #N/A | #N/A | #N/A | #N/A | #N/A | #N/A | #N/A | -16.5 | #N/A | #N/A | -20 | -25 | -30 | -35 | -35 | -30 | -25 | -20 | #N/A | #N/A | -15 | #N/A | #N/A | #N/A | #N/A | #N/A | #N/A | #N/A | #N/A | #N/A | #N/A | #N/A | #N/A | #N/A | #N/A | #N/A | #N/A | #N/A | #N/A | #N/A | #N/A | #N/A | #N/A | #N/A | #N/A | #N/A | #N/A | #N/A | #N/A | #N/A | #N/A | #N/A | #N/A | #N/A | #N/A | #N/A | #N/A | #N/A | #N/A | #N/A | #N/A | #N/A | #N/A | #N/A | #N/A | #N/A | #N/A |  | -16.5 | -17.5981 | -17.9569 | -20 | -25 | -30 | -35 | -35 | -30 | -25 | -20 | -17.7083 | -17.0458 | -15 | #N/A | #N/A | #N/A | #N/A | #N/A | #N/A | #N/A | #N/A | #N/A | #N/A | #N/A | #N/A | #N/A | #N/A | #N/A | #N/A | #N/A | #N/A | #N/A | #N/A | #N/A | #N/A | #N/A | #N/A | #N/A | #N/A | #N/A | #N/A | #N/A | #N/A | #N/A | #N/A | #N/A | #N/A | #N/A | #N/A | #N/A | #N/A | #N/A | #N/A | #N/A | #N/A | #N/A | #N/A | #N/A | #N/A | 1 | 2 | 3 | 4 | 5 | 6 | 7 | 8 | 9 | 10 | 11 | 12 | 13 | 14 | 15 | 16 | 17 | 18 | 19 | 20 | 21 | 22 | 23 | 24 | 25 | 26 | 27 | 28 | 29 | 30 | 31 | 32 | 33 | 34 | 35 | 36 | 37 | 38 | 39 | 40 | 41 | 42 | 43 | 44 | 45 | 46 | 47 | 48 | 49 | 50 | 51 | 52 | 53 | 54 | 55 | 56 | 57 | 58 | 59 | 60 | 61 | 62 | 63 | 64 | 65 | 66 | 67 | 68 | 69 | 70 | 71 | 72 | 73 | 74 | 75 | 76 | 77 | #N/A | #N/A | #N/A | Dist | 0 | 50.2 | 66.6 | 160 | 228 | 280 | 365 | 381 | 418 | 462 | 520 | 575 | 590.9 | 640 | #N/A | #N/A | #N/A | #N/A | #N/A | #N/A | #N/A | #N/A | #N/A | #N/A | #N/A | #N/A | #N/A | #N/A | #N/A | #N/A | #N/A | #N/A | #N/A | #N/A | #N/A | #N/A | #N/A | #N/A | #N/A | #N/A | #N/A | #N/A | #N/A | #N/A | #N/A | #N/A | #N/A | #N/A | #N/A | #N/A | #N/A | #N/A | #N/A | #N/A | #N/A | #N/A | #N/A | #N/A | #N/A | #N/A | #N/A | #N/A | #N/A | #N/A | #N/A | #N/A | #N/A | #N/A | #N/A | #N/A | #N/A | #N/A | #N/A | #N/A | #N/A | #N/A | #N/A | #N/A | #N/A | #N/A
|  | Level (m) | -16.5 | -20 | -25 | -30 | -35 | -35 | -30 | -25 | -20 | -15 | [24 empty] | -35 | -15 | 1 | 1 | 2 | 3 | 3 | 3 | 3 | 3 | 3 | 3 | 3 | 3 | 4 | #N/A | #N/A | #N/A | #N/A | #N/A | #N/A | #N/A | #N/A | #N/A | #N/A | #N/A | #N/A | #N/A | #N/A | #N/A | #N/A | #N/A | #N/A | #N/A | #N/A | #N/A | #N/A | #N/A | #N/A | #N/A | #N/A | #N/A | #N/A | #N/A | #N/A | #N/A | #N/A | #N/A | #N/A | #N/A | #N/A | #N/A | #N/A | #N/A | #N/A | #N/A | #N/A | #N/A | #N/A | #N/A | #N/A | #N/A | #N/A | -16.4 | 0 | #N/A | #N/A | #N/A | #N/A | #N/A | #N/A | #N/A | #N/A | 0 | -15.9 | #N/A | #N/A | #N/A | #N/A | #N/A | #N/A | #N/A | #N/A | #N/A | #N/A | #N/A | #N/A | #N/A | #N/A | #N/A | #N/A | #N/A | #N/A | #N/A | #N/A | #N/A | #N/A | #N/A | #N/A | #N/A | #N/A | #N/A | #N/A | #N/A | #N/A | #N/A | #N/A | #N/A | #N/A | #N/A | #N/A | #N/A | #N/A | #N/A | #N/A | #N/A | #N/A | #N/A | #N/A | #N/A | #N/A | #N/A |  | #N/A | -16.4 | 0 | 0 | 0 | 0 | 0 | 0 | 0 | 0 | 0 | 0 | -15.9 | #N/A | #N/A | #N/A | #N/A | #N/A | #N/A | #N/A | #N/A | #N/A | #N/A | #N/A | #N/A | #N/A | #N/A | #N/A | #N/A | #N/A | #N/A | #N/A | #N/A | #N/A | #N/A | #N/A | #N/A | #N/A | #N/A | #N/A | #N/A | #N/A | #N/A | #N/A | #N/A | #N/A | #N/A | #N/A | #N/A | #N/A | #N/A | #N/A | #N/A | #N/A | #N/A | #N/A | #N/A | #N/A | #N/A | #N/A | 0 | 50.2 | 66.6 | 160 | 228 | 280 | 365 | 381 | 418 | 462 | 520 | 575 | 590.9 | 640 | #N/A | #N/A | #N/A | #N/A | #N/A | #N/A | #N/A | #N/A | #N/A | #N/A | #N/A | #N/A | #N/A | #N/A | #N/A | #N/A | #N/A | #N/A | #N/A | #N/A | #N/A | #N/A | #N/A | #N/A | #N/A | #N/A | #N/A | #N/A | #N/A | #N/A | #N/A | #N/A | #N/A | #N/A | #N/A | #N/A | #N/A | #N/A | #N/A | #N/A | #N/A | #N/A | #N/A | #N/A | #N/A | #N/A | #N/A | #N/A | #N/A | #N/A | #N/A | #N/A | #N/A | #N/A | #N/A | #N/A | #N/A | #N/A | #N/A | #N/A | #N/A | #N/A | #N/A | #N/A | #N/A | #N/A | Diff | #N/A | 1.1981 | 17.9569 | 20 | 25 | 30 | 35 | 35 | 30 | 25 | 20 | 17.7083 | 1.1458 | #N/A | #N/A | #N/A | #N/A | #N/A | #N/A | #N/A | #N/A | #N/A | #N/A | #N/A | #N/A | #N/A | #N/A | #N/A | #N/A | #N/A | #N/A | #N/A | #N/A | #N/A | #N/A | #N/A | #N/A | #N/A | #N/A | #N/A | #N/A | #N/A | #N/A | #N/A | #N/A | #N/A | #N/A | #N/A | #N/A | #N/A | #N/A | #N/A | #N/A | #N/A | #N/A | #N/A | #N/A | #N/A | #N/A | #N/A | #N/A | #N/A | #N/A | #N/A | #N/A | #N/A | #N/A | #N/A | #N/A | #N/A | #N/A | #N/A | #N/A | #N/A | #N/A | #N/A | #N/A | #N/A | #N/A | #N/A
| Proposed | Dist. (m) | 50.2 | 66.6 | 575 | 590.9 | [26 empty] | Fill: 13,116.5 sq.m. |  | 50.2 | 590.9 |  |  | 0 | 50.2 | 66.6 | 160 | 228 | 280 | 365 | 381 | 418 | 462 | 520 | 575 | 590.9 | 640 | #N/A | #N/A | #N/A | #N/A | #N/A | #N/A | #N/A | #N/A | #N/A | #N/A | #N/A | #N/A | #N/A | #N/A | #N/A | #N/A | #N/A | #N/A | #N/A | #N/A | #N/A | #N/A | #N/A | #N/A | #N/A | #N/A | #N/A | #N/A | #N/A | #N/A | #N/A | #N/A | #N/A | #N/A | #N/A | #N/A | #N/A | #N/A | #N/A | #N/A | #N/A | #N/A | #N/A | #N/A | #N/A | #N/A | 1 | 0 | 0 | 1 | 1 | 1 | 1 | 1 | 1 | 1 | 1 | 0 | 0 | 1 | 0 | 0 | 0 | 0 | 0 | 0 | 0 | 0 | 0 | 0 | 0 | 0 | 0 | 0 | 0 | 0 | 0 | 0 | 0 | 0 | 0 | 0 | 0 | 0 | 0 | 0 | 0 | 0 | 0 | 0 | 0 | 0 | 0 | 0 | 0 | 0 | 0 | 0 | 0 | 0 | 0 | 0 | 0 | 0 | 0 | 0 |  | #N/A | -1.1981 | -17.9569 | -20 | -25 | -30 | -35 | -35 | -30 | -25 | -20 | -17.7083 | -1.1458 | #N/A | #N/A | #N/A | #N/A | #N/A | #N/A | #N/A | #N/A | #N/A | #N/A | #N/A | #N/A | #N/A | #N/A | #N/A | #N/A | #N/A | #N/A | #N/A | #N/A | #N/A | #N/A | #N/A | #N/A | #N/A | #N/A | #N/A | #N/A | #N/A | #N/A | #N/A | #N/A | #N/A | #N/A | #N/A | #N/A | #N/A | #N/A | #N/A | #N/A | #N/A | #N/A | #N/A | #N/A | #N/A | #N/A | #N/A | #N/A | -16.4 | 0 | 0 | 0 | 0 | 0 | 0 | 0 | 0 | 0 | 0 | -15.9 | #N/A | #N/A | #N/A | #N/A | #N/A | #N/A | #N/A | #N/A | #N/A | #N/A | #N/A | #N/A | #N/A | #N/A | #N/A | #N/A | #N/A | #N/A | #N/A | #N/A | #N/A | #N/A | #N/A | #N/A | #N/A | #N/A | #N/A | #N/A | #N/A | #N/A | #N/A | #N/A | #N/A | #N/A | #N/A | #N/A | #N/A | #N/A | #N/A | #N/A | #N/A | #N/A | #N/A | #N/A | #N/A | #N/A | #N/A | #N/A | #N/A | #N/A | #N/A | #N/A | #N/A | #N/A | #N/A | #N/A | #N/A | #N/A | #N/A | #N/A | #N/A | #N/A | #N/A | #N/A | #N/A | #N/A | #N/A | Fill |  | 157.071 | 1772.5861 | 1530 | 1430 | 2762.5 | 560 | 1202.5 | 1210 | 1305 | 1036.9792 | 149.8906 | [68 empty] | FILL= | 13116.5269 | CUT= | 0 | 1 | 0
|  | Level (m) | -16.4 | 0 | 0 | -15.9 | [30 empty] | -16.4 | 0 | [60 empty] | 0 | 1 | 1 | 0 | 0 | 0 | 0 | 0 | 0 | 0 | 0 | 1 | 1 | 0 | 0 | 0 | 0 | 0 | 0 | 0 | 0 | 0 | 0 | 0 | 0 | 0 | 0 | 0 | 0 | 0 | 0 | 0 | 0 | 0 | 0 | 0 | 0 | 0 | 0 | 0 | 0 | 0 | 0 | 0 | 0 | 0 | 0 | 0 | 0 | 0 | 0 | 0 | 0 | 0 | 0 | 0 | 0 | 0 | 0 | 0 | 0 | 0 | 0 | 0 | 0 | 0 | 0 | 0 | 0 | 0 | 0 | 0 | 0 | 0 | 0 | 0 | 0 | 0 | 0 | 0 | 0 | 0 | 0 | 0 | 0 | 0 | 0 | 0 | 0 | 0 | 0 | 0 | 0 | 0 | 0 | 0 | 0 | 0 | 0 | 0 | 0 | 0 | 0 | 0 | 0 | 0 | 0 | 0 | 0 | 0 | 0 | 0 | 0 | 0 | 0 | 0 | 0 | 0 | 0 | 0 | 0 | -16.5 | -17.5981 | -17.9569 | -20 | -25 | -30 | -35 | -35 | -30 | -25 | -20 | -17.7083 | -17.0458 | -15 | #N/A | #N/A | #N/A | #N/A | #N/A | #N/A | #N/A | #N/A | #N/A | #N/A | #N/A | #N/A | #N/A | #N/A | #N/A | #N/A | #N/A | #N/A | #N/A | #N/A | #N/A | #N/A | #N/A | #N/A | #N/A | #N/A | #N/A | #N/A | #N/A | #N/A | #N/A | #N/A | #N/A | #N/A | #N/A | #N/A | #N/A | #N/A | #N/A | #N/A | #N/A | #N/A | #N/A | #N/A | #N/A | #N/A | #N/A | #N/A | #N/A | #N/A | #N/A | #N/A | #N/A | #N/A | #N/A | #N/A | #N/A | #N/A | #N/A | #N/A | #N/A | #N/A | #N/A | #N/A | #N/A | #N/A | Cut
Sec. 4 | Existing | Dist. (m) | 0 | 182 | 238 | 284 | 373 | 404 | 444 | 472 | 508 | 585 | 640 | [19 empty] | Cut: 0.0 sq.m. |  | 0 | 640 |  |  | 1 | 2 | 2 | 2 | 3 | 4 | 5 | 6 | 7 | 8 | 9 | 10 | 10 | 11 | 11 | #N/A | #N/A | #N/A | #N/A | #N/A | #N/A | #N/A | #N/A | #N/A | #N/A | #N/A | #N/A | #N/A | #N/A | #N/A | #N/A | #N/A | #N/A | #N/A | #N/A | #N/A | #N/A | #N/A | #N/A | #N/A | #N/A | #N/A | #N/A | #N/A | #N/A | #N/A | #N/A | #N/A | #N/A | #N/A | #N/A | #N/A | #N/A | #N/A | #N/A | #N/A | #N/A | #N/A | #N/A | #N/A | -16 | #N/A | #N/A | -20 | -25 | -30 | -35 | -35 | -30 | -25 | -20 | #N/A | -15 | #N/A | -15 | #N/A | #N/A | #N/A | #N/A | #N/A | #N/A | #N/A | #N/A | #N/A | #N/A | #N/A | #N/A | #N/A | #N/A | #N/A | #N/A | #N/A | #N/A | #N/A | #N/A | #N/A | #N/A | #N/A | #N/A | #N/A | #N/A | #N/A | #N/A | #N/A | #N/A | #N/A | #N/A | #N/A | #N/A | #N/A | #N/A | #N/A | #N/A | #N/A | #N/A | #N/A | #N/A | #N/A | #N/A | #N/A |  | -16 | -17.1648 | -17.5033 | -20 | -25 | -30 | -35 | -35 | -30 | -25 | -20 | -15.6494 | -15 | -15 | -15 | #N/A | #N/A | #N/A | #N/A | #N/A | #N/A | #N/A | #N/A | #N/A | #N/A | #N/A | #N/A | #N/A | #N/A | #N/A | #N/A | #N/A | #N/A | #N/A | #N/A | #N/A | #N/A | #N/A | #N/A | #N/A | #N/A | #N/A | #N/A | #N/A | #N/A | #N/A | #N/A | #N/A | #N/A | #N/A | #N/A | #N/A | #N/A | #N/A | #N/A | #N/A | #N/A | #N/A | #N/A | #N/A | 1 | 2 | 3 | 4 | 5 | 6 | 7 | 8 | 9 | 10 | 11 | 12 | 13 | 14 | 15 | 16 | 17 | 18 | 19 | 20 | 21 | 22 | 23 | 24 | 25 | 26 | 27 | 28 | 29 | 30 | 31 | 32 | 33 | 34 | 35 | 36 | 37 | 38 | 39 | 40 | 41 | 42 | 43 | 44 | 45 | 46 | 47 | 48 | 49 | 50 | 51 | 52 | 53 | 54 | 55 | 56 | 57 | 58 | 59 | 60 | 61 | 62 | 63 | 64 | 65 | 66 | 67 | 68 | 69 | 70 | 71 | 72 | 73 | 74 | 75 | 76 | 77 | 78 | #N/A | #N/A | Dist | 0 | 53 | 68.4 | 182 | 238 | 284 | 373 | 404 | 444 | 472 | 508 | 575 | 585 | 590 | 640 | #N/A | #N/A | #N/A | #N/A | #N/A | #N/A | #N/A | #N/A | #N/A | #N/A | #N/A | #N/A | #N/A | #N/A | #N/A | #N/A | #N/A | #N/A | #N/A | #N/A | #N/A | #N/A | #N/A | #N/A | #N/A | #N/A | #N/A | #N/A | #N/A | #N/A | #N/A | #N/A | #N/A | #N/A | #N/A | #N/A | #N/A | #N/A | #N/A | #N/A | #N/A | #N/A | #N/A | #N/A | #N/A | #N/A | #N/A | #N/A | #N/A | #N/A | #N/A | #N/A | #N/A | #N/A | #N/A | #N/A | #N/A | #N/A | #N/A | #N/A | #N/A | #N/A | #N/A | #N/A | #N/A
|  | Level (m) | -16 | -20 | -25 | -30 | -35 | -35 | -30 | -25 | -20 | -15 | -15 | [23 empty] | -35 | -15 | 1 | 1 | 2 | 3 | 3 | 3 | 3 | 3 | 3 | 3 | 3 | 3 | 4 | 4 | #N/A | #N/A | #N/A | #N/A | #N/A | #N/A | #N/A | #N/A | #N/A | #N/A | #N/A | #N/A | #N/A | #N/A | #N/A | #N/A | #N/A | #N/A | #N/A | #N/A | #N/A | #N/A | #N/A | #N/A | #N/A | #N/A | #N/A | #N/A | #N/A | #N/A | #N/A | #N/A | #N/A | #N/A | #N/A | #N/A | #N/A | #N/A | #N/A | #N/A | #N/A | #N/A | #N/A | #N/A | #N/A | #N/A | #N/A | -15.4 | 0 | #N/A | #N/A | #N/A | #N/A | #N/A | #N/A | #N/A | #N/A | 0 | #N/A | -14.9 | #N/A | #N/A | #N/A | #N/A | #N/A | #N/A | #N/A | #N/A | #N/A | #N/A | #N/A | #N/A | #N/A | #N/A | #N/A | #N/A | #N/A | #N/A | #N/A | #N/A | #N/A | #N/A | #N/A | #N/A | #N/A | #N/A | #N/A | #N/A | #N/A | #N/A | #N/A | #N/A | #N/A | #N/A | #N/A | #N/A | #N/A | #N/A | #N/A | #N/A | #N/A | #N/A | #N/A | #N/A | #N/A | #N/A |  | #N/A | -15.4 | 0 | 0 | 0 | 0 | 0 | 0 | 0 | 0 | 0 | 0 | -9.9333 | -14.9 | #N/A | #N/A | #N/A | #N/A | #N/A | #N/A | #N/A | #N/A | #N/A | #N/A | #N/A | #N/A | #N/A | #N/A | #N/A | #N/A | #N/A | #N/A | #N/A | #N/A | #N/A | #N/A | #N/A | #N/A | #N/A | #N/A | #N/A | #N/A | #N/A | #N/A | #N/A | #N/A | #N/A | #N/A | #N/A | #N/A | #N/A | #N/A | #N/A | #N/A | #N/A | #N/A | #N/A | #N/A | #N/A | #N/A | 0 | 53 | 68.4 | 182 | 238 | 284 | 373 | 404 | 444 | 472 | 508 | 575 | 585 | 590 | 640 | #N/A | #N/A | #N/A | #N/A | #N/A | #N/A | #N/A | #N/A | #N/A | #N/A | #N/A | #N/A | #N/A | #N/A | #N/A | #N/A | #N/A | #N/A | #N/A | #N/A | #N/A | #N/A | #N/A | #N/A | #N/A | #N/A | #N/A | #N/A | #N/A | #N/A | #N/A | #N/A | #N/A | #N/A | #N/A | #N/A | #N/A | #N/A | #N/A | #N/A | #N/A | #N/A | #N/A | #N/A | #N/A | #N/A | #N/A | #N/A | #N/A | #N/A | #N/A | #N/A | #N/A | #N/A | #N/A | #N/A | #N/A | #N/A | #N/A | #N/A | #N/A | #N/A | #N/A | #N/A | #N/A | Diff | #N/A | 1.7648 | 17.5033 | 20 | 25 | 30 | 35 | 35 | 30 | 25 | 20 | 15.6494 | 5.0667 | 0.1 | #N/A | #N/A | #N/A | #N/A | #N/A | #N/A | #N/A | #N/A | #N/A | #N/A | #N/A | #N/A | #N/A | #N/A | #N/A | #N/A | #N/A | #N/A | #N/A | #N/A | #N/A | #N/A | #N/A | #N/A | #N/A | #N/A | #N/A | #N/A | #N/A | #N/A | #N/A | #N/A | #N/A | #N/A | #N/A | #N/A | #N/A | #N/A | #N/A | #N/A | #N/A | #N/A | #N/A | #N/A | #N/A | #N/A | #N/A | #N/A | #N/A | #N/A | #N/A | #N/A | #N/A | #N/A | #N/A | #N/A | #N/A | #N/A | #N/A | #N/A | #N/A | #N/A | #N/A | #N/A | #N/A | #N/A
| Proposed | Dist. (m) | 53 | 68.4 | 575 | 590 | [26 empty] | Fill: 12,971.8 sq.m. |  | 53 | 590 |  |  | 0 | 53 | 68.4 | 182 | 238 | 284 | 373 | 404 | 444 | 472 | 508 | 575 | 585 | 590 | 640 | #N/A | #N/A | #N/A | #N/A | #N/A | #N/A | #N/A | #N/A | #N/A | #N/A | #N/A | #N/A | #N/A | #N/A | #N/A | #N/A | #N/A | #N/A | #N/A | #N/A | #N/A | #N/A | #N/A | #N/A | #N/A | #N/A | #N/A | #N/A | #N/A | #N/A | #N/A | #N/A | #N/A | #N/A | #N/A | #N/A | #N/A | #N/A | #N/A | #N/A | #N/A | #N/A | #N/A | #N/A | #N/A | 1 | 0 | 0 | 1 | 1 | 1 | 1 | 1 | 1 | 1 | 1 | 0 | 1 | 0 | 1 | 0 | 0 | 0 | 0 | 0 | 0 | 0 | 0 | 0 | 0 | 0 | 0 | 0 | 0 | 0 | 0 | 0 | 0 | 0 | 0 | 0 | 0 | 0 | 0 | 0 | 0 | 0 | 0 | 0 | 0 | 0 | 0 | 0 | 0 | 0 | 0 | 0 | 0 | 0 | 0 | 0 | 0 | 0 | 0 | 0 |  | #N/A | -1.7648 | -17.5033 | -20 | -25 | -30 | -35 | -35 | -30 | -25 | -20 | -15.6494 | -5.0667 | -0.1 | #N/A | #N/A | #N/A | #N/A | #N/A | #N/A | #N/A | #N/A | #N/A | #N/A | #N/A | #N/A | #N/A | #N/A | #N/A | #N/A | #N/A | #N/A | #N/A | #N/A | #N/A | #N/A | #N/A | #N/A | #N/A | #N/A | #N/A | #N/A | #N/A | #N/A | #N/A | #N/A | #N/A | #N/A | #N/A | #N/A | #N/A | #N/A | #N/A | #N/A | #N/A | #N/A | #N/A | #N/A | #N/A | #N/A | #N/A | -15.4 | 0 | 0 | 0 | 0 | 0 | 0 | 0 | 0 | 0 | 0 | -9.9333 | -14.9 | #N/A | #N/A | #N/A | #N/A | #N/A | #N/A | #N/A | #N/A | #N/A | #N/A | #N/A | #N/A | #N/A | #N/A | #N/A | #N/A | #N/A | #N/A | #N/A | #N/A | #N/A | #N/A | #N/A | #N/A | #N/A | #N/A | #N/A | #N/A | #N/A | #N/A | #N/A | #N/A | #N/A | #N/A | #N/A | #N/A | #N/A | #N/A | #N/A | #N/A | #N/A | #N/A | #N/A | #N/A | #N/A | #N/A | #N/A | #N/A | #N/A | #N/A | #N/A | #N/A | #N/A | #N/A | #N/A | #N/A | #N/A | #N/A | #N/A | #N/A | #N/A | #N/A | #N/A | #N/A | #N/A | #N/A | Fill |  | 148.3646 | 2130.1873 | 1260 | 1265 | 2892.5 | 1085 | 1300 | 770 | 810 | 1194.2532 | 103.5801 | 12.9167 | [67 empty] | FILL= | 12971.8019 | CUT= | 0 | 1 | 0
|  | Level (m) | -15.4 | 0 | 0 | -14.9 | [30 empty] | -15.4 | 0 | [60 empty] | 0 | 1 | 1 | 0 | 0 | 0 | 0 | 0 | 0 | 0 | 0 | 1 | 0 | 1 | 0 | 0 | 0 | 0 | 0 | 0 | 0 | 0 | 0 | 0 | 0 | 0 | 0 | 0 | 0 | 0 | 0 | 0 | 0 | 0 | 0 | 0 | 0 | 0 | 0 | 0 | 0 | 0 | 0 | 0 | 0 | 0 | 0 | 0 | 0 | 0 | 0 | 0 | 0 | 0 | 0 | 0 | 0 | 0 | 0 | 0 | 0 | 0 | 0 | 0 | 0 | 0 | 0 | 0 | 0 | 0 | 0 | 0 | 0 | 0 | 0 | 0 | 0 | 0 | 0 | 0 | 0 | 0 | 0 | 0 | 0 | 0 | 0 | 0 | 0 | 0 | 0 | 0 | 0 | 0 | 0 | 0 | 0 | 0 | 0 | 0 | 0 | 0 | 0 | 0 | 0 | 0 | 0 | 0 | 0 | 0 | 0 | 0 | 0 | 0 | 0 | 0 | 0 | 0 | 0 | 0 | 0 | -16 | -17.1648 | -17.5033 | -20 | -25 | -30 | -35 | -35 | -30 | -25 | -20 | -15.6494 | -15 | -15 | -15 | #N/A | #N/A | #N/A | #N/A | #N/A | #N/A | #N/A | #N/A | #N/A | #N/A | #N/A | #N/A | #N/A | #N/A | #N/A | #N/A | #N/A | #N/A | #N/A | #N/A | #N/A | #N/A | #N/A | #N/A | #N/A | #N/A | #N/A | #N/A | #N/A | #N/A | #N/A | #N/A | #N/A | #N/A | #N/A | #N/A | #N/A | #N/A | #N/A | #N/A | #N/A | #N/A | #N/A | #N/A | #N/A | #N/A | #N/A | #N/A | #N/A | #N/A | #N/A | #N/A | #N/A | #N/A | #N/A | #N/A | #N/A | #N/A | #N/A | #N/A | #N/A | #N/A | #N/A | #N/A | #N/A | Cut
Sec. 5 | Existing | Dist. (m) | 0 | 105 | 155 | 217 | 258 | 444 | 475 | 515 | 569 | 640 | [20 empty] | Cut: 0.0 sq.m. |  | 0 | 640 |  |  | 1 | 2 | 2 | 2 | 3 | 4 | 5 | 6 | 7 | 8 | 9 | 10 | 10 | 10 | #N/A | #N/A | #N/A | #N/A | #N/A | #N/A | #N/A | #N/A | #N/A | #N/A | #N/A | #N/A | #N/A | #N/A | #N/A | #N/A | #N/A | #N/A | #N/A | #N/A | #N/A | #N/A | #N/A | #N/A | #N/A | #N/A | #N/A | #N/A | #N/A | #N/A | #N/A | #N/A | #N/A | #N/A | #N/A | #N/A | #N/A | #N/A | #N/A | #N/A | #N/A | #N/A | #N/A | #N/A | #N/A | #N/A | -15 | #N/A | #N/A | -15 | -20 | -25 | -30 | -30 | -25 | -20 | -15 | #N/A | #N/A | -15 | #N/A | #N/A | #N/A | #N/A | #N/A | #N/A | #N/A | #N/A | #N/A | #N/A | #N/A | #N/A | #N/A | #N/A | #N/A | #N/A | #N/A | #N/A | #N/A | #N/A | #N/A | #N/A | #N/A | #N/A | #N/A | #N/A | #N/A | #N/A | #N/A | #N/A | #N/A | #N/A | #N/A | #N/A | #N/A | #N/A | #N/A | #N/A | #N/A | #N/A | #N/A | #N/A | #N/A | #N/A | #N/A | #N/A |  | -15 | -15 | -15 | -15 | -20 | -25 | -30 | -30 | -25 | -20 | -15 | -15 | -15 | -15 | #N/A | #N/A | #N/A | #N/A | #N/A | #N/A | #N/A | #N/A | #N/A | #N/A | #N/A | #N/A | #N/A | #N/A | #N/A | #N/A | #N/A | #N/A | #N/A | #N/A | #N/A | #N/A | #N/A | #N/A | #N/A | #N/A | #N/A | #N/A | #N/A | #N/A | #N/A | #N/A | #N/A | #N/A | #N/A | #N/A | #N/A | #N/A | #N/A | #N/A | #N/A | #N/A | #N/A | #N/A | #N/A | #N/A | 1 | 2 | 3 | 4 | 5 | 6 | 7 | 8 | 9 | 10 | 11 | 12 | 13 | 14 | 15 | 16 | 17 | 18 | 19 | 20 | 21 | 22 | 23 | 24 | 25 | 26 | 27 | 28 | 29 | 30 | 31 | 32 | 33 | 34 | 35 | 36 | 37 | 38 | 39 | 40 | 41 | 42 | 43 | 44 | 45 | 46 | 47 | 48 | 49 | 50 | 51 | 52 | 53 | 54 | 55 | 56 | 57 | 58 | 59 | 60 | 61 | 62 | 63 | 64 | 65 | 66 | 67 | 68 | 69 | 70 | 71 | 72 | 73 | 74 | 75 | 76 | 77 | #N/A | #N/A | #N/A | Dist | 0 | 54.7 | 70.2 | 105 | 155 | 217 | 258 | 444 | 475 | 515 | 569 | 575 | 583.5 | 640 | #N/A | #N/A | #N/A | #N/A | #N/A | #N/A | #N/A | #N/A | #N/A | #N/A | #N/A | #N/A | #N/A | #N/A | #N/A | #N/A | #N/A | #N/A | #N/A | #N/A | #N/A | #N/A | #N/A | #N/A | #N/A | #N/A | #N/A | #N/A | #N/A | #N/A | #N/A | #N/A | #N/A | #N/A | #N/A | #N/A | #N/A | #N/A | #N/A | #N/A | #N/A | #N/A | #N/A | #N/A | #N/A | #N/A | #N/A | #N/A | #N/A | #N/A | #N/A | #N/A | #N/A | #N/A | #N/A | #N/A | #N/A | #N/A | #N/A | #N/A | #N/A | #N/A | #N/A | #N/A | #N/A | #N/A
|  | Level (m) | -15 | -15 | -20 | -25 | -30 | -30 | -25 | -20 | -15 | -15 | [24 empty] | -30 | -15 | 1 | 1 | 2 | 3 | 3 | 3 | 3 | 3 | 3 | 3 | 3 | 3 | 4 | #N/A | #N/A | #N/A | #N/A | #N/A | #N/A | #N/A | #N/A | #N/A | #N/A | #N/A | #N/A | #N/A | #N/A | #N/A | #N/A | #N/A | #N/A | #N/A | #N/A | #N/A | #N/A | #N/A | #N/A | #N/A | #N/A | #N/A | #N/A | #N/A | #N/A | #N/A | #N/A | #N/A | #N/A | #N/A | #N/A | #N/A | #N/A | #N/A | #N/A | #N/A | #N/A | #N/A | #N/A | #N/A | #N/A | #N/A | #N/A | -10.5 | 0 | #N/A | #N/A | #N/A | #N/A | #N/A | #N/A | #N/A | #N/A | 0 | -14.3 | #N/A | #N/A | #N/A | #N/A | #N/A | #N/A | #N/A | #N/A | #N/A | #N/A | #N/A | #N/A | #N/A | #N/A | #N/A | #N/A | #N/A | #N/A | #N/A | #N/A | #N/A | #N/A | #N/A | #N/A | #N/A | #N/A | #N/A | #N/A | #N/A | #N/A | #N/A | #N/A | #N/A | #N/A | #N/A | #N/A | #N/A | #N/A | #N/A | #N/A | #N/A | #N/A | #N/A | #N/A | #N/A | #N/A | #N/A |  | #N/A | -10.5 | 0 | 0 | 0 | 0 | 0 | 0 | 0 | 0 | 0 | 0 | -14.3 | #N/A | #N/A | #N/A | #N/A | #N/A | #N/A | #N/A | #N/A | #N/A | #N/A | #N/A | #N/A | #N/A | #N/A | #N/A | #N/A | #N/A | #N/A | #N/A | #N/A | #N/A | #N/A | #N/A | #N/A | #N/A | #N/A | #N/A | #N/A | #N/A | #N/A | #N/A | #N/A | #N/A | #N/A | #N/A | #N/A | #N/A | #N/A | #N/A | #N/A | #N/A | #N/A | #N/A | #N/A | #N/A | #N/A | #N/A | 0 | 54.7 | 70.2 | 105 | 155 | 217 | 258 | 444 | 475 | 515 | 569 | 575 | 583.5 | 640 | #N/A | #N/A | #N/A | #N/A | #N/A | #N/A | #N/A | #N/A | #N/A | #N/A | #N/A | #N/A | #N/A | #N/A | #N/A | #N/A | #N/A | #N/A | #N/A | #N/A | #N/A | #N/A | #N/A | #N/A | #N/A | #N/A | #N/A | #N/A | #N/A | #N/A | #N/A | #N/A | #N/A | #N/A | #N/A | #N/A | #N/A | #N/A | #N/A | #N/A | #N/A | #N/A | #N/A | #N/A | #N/A | #N/A | #N/A | #N/A | #N/A | #N/A | #N/A | #N/A | #N/A | #N/A | #N/A | #N/A | #N/A | #N/A | #N/A | #N/A | #N/A | #N/A | #N/A | #N/A | #N/A | #N/A | Diff | #N/A | 4.5 | 15 | 15 | 20 | 25 | 30 | 30 | 25 | 20 | 15 | 15 | 0.7 | #N/A | #N/A | #N/A | #N/A | #N/A | #N/A | #N/A | #N/A | #N/A | #N/A | #N/A | #N/A | #N/A | #N/A | #N/A | #N/A | #N/A | #N/A | #N/A | #N/A | #N/A | #N/A | #N/A | #N/A | #N/A | #N/A | #N/A | #N/A | #N/A | #N/A | #N/A | #N/A | #N/A | #N/A | #N/A | #N/A | #N/A | #N/A | #N/A | #N/A | #N/A | #N/A | #N/A | #N/A | #N/A | #N/A | #N/A | #N/A | #N/A | #N/A | #N/A | #N/A | #N/A | #N/A | #N/A | #N/A | #N/A | #N/A | #N/A | #N/A | #N/A | #N/A | #N/A | #N/A | #N/A | #N/A | #N/A
| Proposed | Dist. (m) | 54.7 | 70.2 | 575 | 583.5 | [26 empty] | Fill: 12,504.9 sq.m. |  | 54.7 | 583.5 |  |  | 0 | 54.7 | 70.2 | 105 | 155 | 217 | 258 | 444 | 475 | 515 | 569 | 575 | 583.5 | 640 | #N/A | #N/A | #N/A | #N/A | #N/A | #N/A | #N/A | #N/A | #N/A | #N/A | #N/A | #N/A | #N/A | #N/A | #N/A | #N/A | #N/A | #N/A | #N/A | #N/A | #N/A | #N/A | #N/A | #N/A | #N/A | #N/A | #N/A | #N/A | #N/A | #N/A | #N/A | #N/A | #N/A | #N/A | #N/A | #N/A | #N/A | #N/A | #N/A | #N/A | #N/A | #N/A | #N/A | #N/A | #N/A | #N/A | 1 | 0 | 0 | 1 | 1 | 1 | 1 | 1 | 1 | 1 | 1 | 0 | 0 | 1 | 0 | 0 | 0 | 0 | 0 | 0 | 0 | 0 | 0 | 0 | 0 | 0 | 0 | 0 | 0 | 0 | 0 | 0 | 0 | 0 | 0 | 0 | 0 | 0 | 0 | 0 | 0 | 0 | 0 | 0 | 0 | 0 | 0 | 0 | 0 | 0 | 0 | 0 | 0 | 0 | 0 | 0 | 0 | 0 | 0 | 0 |  | #N/A | -4.5 | -15 | -15 | -20 | -25 | -30 | -30 | -25 | -20 | -15 | -15 | -0.7 | #N/A | #N/A | #N/A | #N/A | #N/A | #N/A | #N/A | #N/A | #N/A | #N/A | #N/A | #N/A | #N/A | #N/A | #N/A | #N/A | #N/A | #N/A | #N/A | #N/A | #N/A | #N/A | #N/A | #N/A | #N/A | #N/A | #N/A | #N/A | #N/A | #N/A | #N/A | #N/A | #N/A | #N/A | #N/A | #N/A | #N/A | #N/A | #N/A | #N/A | #N/A | #N/A | #N/A | #N/A | #N/A | #N/A | #N/A | #N/A | -10.5 | 0 | 0 | 0 | 0 | 0 | 0 | 0 | 0 | 0 | 0 | -14.3 | #N/A | #N/A | #N/A | #N/A | #N/A | #N/A | #N/A | #N/A | #N/A | #N/A | #N/A | #N/A | #N/A | #N/A | #N/A | #N/A | #N/A | #N/A | #N/A | #N/A | #N/A | #N/A | #N/A | #N/A | #N/A | #N/A | #N/A | #N/A | #N/A | #N/A | #N/A | #N/A | #N/A | #N/A | #N/A | #N/A | #N/A | #N/A | #N/A | #N/A | #N/A | #N/A | #N/A | #N/A | #N/A | #N/A | #N/A | #N/A | #N/A | #N/A | #N/A | #N/A | #N/A | #N/A | #N/A | #N/A | #N/A | #N/A | #N/A | #N/A | #N/A | #N/A | #N/A | #N/A | #N/A | #N/A | #N/A | Fill |  | 151.125 | 522 | 875 | 1395 | 1127.5 | 5580 | 852.5 | 900 | 945 | 90 | 66.725 | [68 empty] | FILL= | 12504.85 | CUT= | 0 | 1 | 0
|  | Level (m) | -10.5 | 0 | 0 | -14.3 | [30 empty] | -14.3 | 0 | [60 empty] | 0 | 1 | 1 | 0 | 0 | 0 | 0 | 0 | 0 | 0 | 0 | 1 | 1 | 0 | 0 | 0 | 0 | 0 | 0 | 0 | 0 | 0 | 0 | 0 | 0 | 0 | 0 | 0 | 0 | 0 | 0 | 0 | 0 | 0 | 0 | 0 | 0 | 0 | 0 | 0 | 0 | 0 | 0 | 0 | 0 | 0 | 0 | 0 | 0 | 0 | 0 | 0 | 0 | 0 | 0 | 0 | 0 | 0 | 0 | 0 | 0 | 0 | 0 | 0 | 0 | 0 | 0 | 0 | 0 | 0 | 0 | 0 | 0 | 0 | 0 | 0 | 0 | 0 | 0 | 0 | 0 | 0 | 0 | 0 | 0 | 0 | 0 | 0 | 0 | 0 | 0 | 0 | 0 | 0 | 0 | 0 | 0 | 0 | 0 | 0 | 0 | 0 | 0 | 0 | 0 | 0 | 0 | 0 | 0 | 0 | 0 | 0 | 0 | 0 | 0 | 0 | 0 | 0 | 0 | 0 | 0 | -15 | -15 | -15 | -15 | -20 | -25 | -30 | -30 | -25 | -20 | -15 | -15 | -15 | -15 | #N/A | #N/A | #N/A | #N/A | #N/A | #N/A | #N/A | #N/A | #N/A | #N/A | #N/A | #N/A | #N/A | #N/A | #N/A | #N/A | #N/A | #N/A | #N/A | #N/A | #N/A | #N/A | #N/A | #N/A | #N/A | #N/A | #N/A | #N/A | #N/A | #N/A | #N/A | #N/A | #N/A | #N/A | #N/A | #N/A | #N/A | #N/A | #N/A | #N/A | #N/A | #N/A | #N/A | #N/A | #N/A | #N/A | #N/A | #N/A | #N/A | #N/A | #N/A | #N/A | #N/A | #N/A | #N/A | #N/A | #N/A | #N/A | #N/A | #N/A | #N/A | #N/A | #N/A | #N/A | #N/A | #N/A | Cut
Sec. 6 | Existing | Dist. (m) | 0 | 85 | 132 | 180 | 210 | 251 | 295 | 352 | 436 | 497 | 537 | 597 | 640 | [17 empty] | Cut: 0.0 sq.m. |  | 0 | 640 |  |  | 1 | 2 | 2 | 2 | 3 | 4 | 5 | 6 | 7 | 8 | 9 | 10 | 11 | 12 | 12 | 12 | 13 | #N/A | #N/A | #N/A | #N/A | #N/A | #N/A | #N/A | #N/A | #N/A | #N/A | #N/A | #N/A | #N/A | #N/A | #N/A | #N/A | #N/A | #N/A | #N/A | #N/A | #N/A | #N/A | #N/A | #N/A | #N/A | #N/A | #N/A | #N/A | #N/A | #N/A | #N/A | #N/A | #N/A | #N/A | #N/A | #N/A | #N/A | #N/A | #N/A | #N/A | #N/A | #N/A | #N/A | -15 | #N/A | #N/A | -15 | -20 | -25 | -30 | -30 | -25 | -22.5 | -25 | -25 | -20 | #N/A | #N/A | -15 | -15 | #N/A | #N/A | #N/A | #N/A | #N/A | #N/A | #N/A | #N/A | #N/A | #N/A | #N/A | #N/A | #N/A | #N/A | #N/A | #N/A | #N/A | #N/A | #N/A | #N/A | #N/A | #N/A | #N/A | #N/A | #N/A | #N/A | #N/A | #N/A | #N/A | #N/A | #N/A | #N/A | #N/A | #N/A | #N/A | #N/A | #N/A | #N/A | #N/A | #N/A | #N/A | #N/A | #N/A |  | -15 | -15 | -15 | -15 | -20 | -25 | -30 | -30 | -25 | -22.5 | -25 | -25 | -20 | -16.8333 | -15.5333 | -15 | -15 | #N/A | #N/A | #N/A | #N/A | #N/A | #N/A | #N/A | #N/A | #N/A | #N/A | #N/A | #N/A | #N/A | #N/A | #N/A | #N/A | #N/A | #N/A | #N/A | #N/A | #N/A | #N/A | #N/A | #N/A | #N/A | #N/A | #N/A | #N/A | #N/A | #N/A | #N/A | #N/A | #N/A | #N/A | #N/A | #N/A | #N/A | #N/A | #N/A | #N/A | #N/A | #N/A | #N/A | 1 | 2 | 3 | 4 | 5 | 6 | 7 | 8 | 9 | 10 | 11 | 12 | 13 | 14 | 15 | 16 | 17 | 18 | 19 | 20 | 21 | 22 | 23 | 24 | 25 | 26 | 27 | 28 | 29 | 30 | 31 | 32 | 33 | 34 | 35 | 36 | 37 | 38 | 39 | 40 | 41 | 42 | 43 | 44 | 45 | 46 | 47 | 48 | 49 | 50 | 51 | 52 | 53 | 54 | 55 | 56 | 57 | 58 | 59 | 60 | 61 | 62 | 63 | 64 | 65 | 66 | 67 | 68 | 69 | 70 | 71 | 72 | 73 | 74 | 75 | 76 | 77 | 78 | 79 | 80 | Dist | 0 | 57.7 | 72 | 85 | 132 | 180 | 210 | 251 | 295 | 352 | 436 | 497 | 537 | 575 | 590.6 | 597 | 640 | #N/A | #N/A | #N/A | #N/A | #N/A | #N/A | #N/A | #N/A | #N/A | #N/A | #N/A | #N/A | #N/A | #N/A | #N/A | #N/A | #N/A | #N/A | #N/A | #N/A | #N/A | #N/A | #N/A | #N/A | #N/A | #N/A | #N/A | #N/A | #N/A | #N/A | #N/A | #N/A | #N/A | #N/A | #N/A | #N/A | #N/A | #N/A | #N/A | #N/A | #N/A | #N/A | #N/A | #N/A | #N/A | #N/A | #N/A | #N/A | #N/A | #N/A | #N/A | #N/A | #N/A | #N/A | #N/A | #N/A | #N/A | #N/A | #N/A | #N/A | #N/A | #N/A | #N/A
|  | Level (m) | -15 | -15 | -20 | -25 | -30 | -30 | -25 | -22.5 | -25 | -25 | -20 | -15 | -15 | [21 empty] | -30 | -15 | 1 | 1 | 2 | 3 | 3 | 3 | 3 | 3 | 3 | 3 | 3 | 3 | 3 | 3 | 4 | #N/A | #N/A | #N/A | #N/A | #N/A | #N/A | #N/A | #N/A | #N/A | #N/A | #N/A | #N/A | #N/A | #N/A | #N/A | #N/A | #N/A | #N/A | #N/A | #N/A | #N/A | #N/A | #N/A | #N/A | #N/A | #N/A | #N/A | #N/A | #N/A | #N/A | #N/A | #N/A | #N/A | #N/A | #N/A | #N/A | #N/A | #N/A | #N/A | #N/A | #N/A | #N/A | #N/A | #N/A | #N/A | #N/A | -14.2 | 0 | #N/A | #N/A | #N/A | #N/A | #N/A | #N/A | #N/A | #N/A | #N/A | #N/A | 0 | -15.3 | #N/A | #N/A | #N/A | #N/A | #N/A | #N/A | #N/A | #N/A | #N/A | #N/A | #N/A | #N/A | #N/A | #N/A | #N/A | #N/A | #N/A | #N/A | #N/A | #N/A | #N/A | #N/A | #N/A | #N/A | #N/A | #N/A | #N/A | #N/A | #N/A | #N/A | #N/A | #N/A | #N/A | #N/A | #N/A | #N/A | #N/A | #N/A | #N/A | #N/A | #N/A | #N/A | #N/A | #N/A | #N/A |  | #N/A | -14.2 | 0 | 0 | 0 | 0 | 0 | 0 | 0 | 0 | 0 | 0 | 0 | 0 | -15.3 | #N/A | #N/A | #N/A | #N/A | #N/A | #N/A | #N/A | #N/A | #N/A | #N/A | #N/A | #N/A | #N/A | #N/A | #N/A | #N/A | #N/A | #N/A | #N/A | #N/A | #N/A | #N/A | #N/A | #N/A | #N/A | #N/A | #N/A | #N/A | #N/A | #N/A | #N/A | #N/A | #N/A | #N/A | #N/A | #N/A | #N/A | #N/A | #N/A | #N/A | #N/A | #N/A | #N/A | #N/A | #N/A | 0 | 57.7 | 72 | 85 | 132 | 180 | 210 | 251 | 295 | 352 | 436 | 497 | 537 | 575 | 590.6 | 597 | 640 | #N/A | #N/A | #N/A | #N/A | #N/A | #N/A | #N/A | #N/A | #N/A | #N/A | #N/A | #N/A | #N/A | #N/A | #N/A | #N/A | #N/A | #N/A | #N/A | #N/A | #N/A | #N/A | #N/A | #N/A | #N/A | #N/A | #N/A | #N/A | #N/A | #N/A | #N/A | #N/A | #N/A | #N/A | #N/A | #N/A | #N/A | #N/A | #N/A | #N/A | #N/A | #N/A | #N/A | #N/A | #N/A | #N/A | #N/A | #N/A | #N/A | #N/A | #N/A | #N/A | #N/A | #N/A | #N/A | #N/A | #N/A | #N/A | #N/A | #N/A | #N/A | #N/A | #N/A | Diff | #N/A | 0.8 | 15 | 15 | 20 | 25 | 30 | 30 | 25 | 22.5 | 25 | 25 | 20 | 16.8333 | 0.23333 | #N/A | #N/A | #N/A | #N/A | #N/A | #N/A | #N/A | #N/A | #N/A | #N/A | #N/A | #N/A | #N/A | #N/A | #N/A | #N/A | #N/A | #N/A | #N/A | #N/A | #N/A | #N/A | #N/A | #N/A | #N/A | #N/A | #N/A | #N/A | #N/A | #N/A | #N/A | #N/A | #N/A | #N/A | #N/A | #N/A | #N/A | #N/A | #N/A | #N/A | #N/A | #N/A | #N/A | #N/A | #N/A | #N/A | #N/A | #N/A | #N/A | #N/A | #N/A | #N/A | #N/A | #N/A | #N/A | #N/A | #N/A | #N/A | #N/A | #N/A | #N/A | #N/A | #N/A | #N/A | #N/A
| Proposed | Dist. (m) | 57.7 | 72 | 575 | 590.6 | [26 empty] | Fill: 12,082.2 sq.m. |  | 57.7 | 590.6 |  |  | 0 | 57.7 | 72 | 85 | 132 | 180 | 210 | 251 | 295 | 352 | 436 | 497 | 537 | 575 | 590.6 | 597 | 640 | #N/A | #N/A | #N/A | #N/A | #N/A | #N/A | #N/A | #N/A | #N/A | #N/A | #N/A | #N/A | #N/A | #N/A | #N/A | #N/A | #N/A | #N/A | #N/A | #N/A | #N/A | #N/A | #N/A | #N/A | #N/A | #N/A | #N/A | #N/A | #N/A | #N/A | #N/A | #N/A | #N/A | #N/A | #N/A | #N/A | #N/A | #N/A | #N/A | #N/A | #N/A | #N/A | #N/A | 1 | 0 | 0 | 1 | 1 | 1 | 1 | 1 | 1 | 1 | 1 | 1 | 1 | 0 | 0 | 1 | 1 | 0 | 0 | 0 | 0 | 0 | 0 | 0 | 0 | 0 | 0 | 0 | 0 | 0 | 0 | 0 | 0 | 0 | 0 | 0 | 0 | 0 | 0 | 0 | 0 | 0 | 0 | 0 | 0 | 0 | 0 | 0 | 0 | 0 | 0 | 0 | 0 | 0 | 0 | 0 | 0 | 0 | 0 | 0 |  | #N/A | -0.8 | -15 | -15 | -20 | -25 | -30 | -30 | -25 | -22.5 | -25 | -25 | -20 | -16.8333 | -0.23333 | #N/A | #N/A | #N/A | #N/A | #N/A | #N/A | #N/A | #N/A | #N/A | #N/A | #N/A | #N/A | #N/A | #N/A | #N/A | #N/A | #N/A | #N/A | #N/A | #N/A | #N/A | #N/A | #N/A | #N/A | #N/A | #N/A | #N/A | #N/A | #N/A | #N/A | #N/A | #N/A | #N/A | #N/A | #N/A | #N/A | #N/A | #N/A | #N/A | #N/A | #N/A | #N/A | #N/A | #N/A | #N/A | #N/A | -14.2 | 0 | 0 | 0 | 0 | 0 | 0 | 0 | 0 | 0 | 0 | 0 | 0 | -15.3 | #N/A | #N/A | #N/A | #N/A | #N/A | #N/A | #N/A | #N/A | #N/A | #N/A | #N/A | #N/A | #N/A | #N/A | #N/A | #N/A | #N/A | #N/A | #N/A | #N/A | #N/A | #N/A | #N/A | #N/A | #N/A | #N/A | #N/A | #N/A | #N/A | #N/A | #N/A | #N/A | #N/A | #N/A | #N/A | #N/A | #N/A | #N/A | #N/A | #N/A | #N/A | #N/A | #N/A | #N/A | #N/A | #N/A | #N/A | #N/A | #N/A | #N/A | #N/A | #N/A | #N/A | #N/A | #N/A | #N/A | #N/A | #N/A | #N/A | #N/A | #N/A | #N/A | #N/A | #N/A | #N/A | Fill |  | 112.97 | 195 | 822.5 | 1080 | 825 | 1230 | 1210 | 1353.75 | 1995 | 1525 | 900 | 699.8333 | 133.12 | [66 empty] | FILL= | 12082.1733 | CUT= | 0 | 1 | 0
|  | Level (m) | -14.2 | 0 | 0 | -15.3 | [30 empty] | -15.3 | 0 | [60 empty] | 0 | 1 | 1 | 0 | 0 | 0 | 0 | 0 | 0 | 0 | 0 | 0 | 0 | 1 | 1 | 0 | 0 | 0 | 0 | 0 | 0 | 0 | 0 | 0 | 0 | 0 | 0 | 0 | 0 | 0 | 0 | 0 | 0 | 0 | 0 | 0 | 0 | 0 | 0 | 0 | 0 | 0 | 0 | 0 | 0 | 0 | 0 | 0 | 0 | 0 | 0 | 0 | 0 | 0 | 0 | 0 | 0 | 0 | 0 | 0 | 0 | 0 | 0 | 0 | 0 | 0 | 0 | 0 | 0 | 0 | 0 | 0 | 0 | 0 | 0 | 0 | 0 | 0 | 0 | 0 | 0 | 0 | 0 | 0 | 0 | 0 | 0 | 0 | 0 | 0 | 0 | 0 | 0 | 0 | 0 | 0 | 0 | 0 | 0 | 0 | 0 | 0 | 0 | 0 | 0 | 0 | 0 | 0 | 0 | 0 | 0 | 0 | 0 | 0 | 0 | 0 | 0 | 0 | 0 | 0 | 0 | -15 | -15 | -15 | -15 | -20 | -25 | -30 | -30 | -25 | -22.5 | -25 | -25 | -20 | -16.8333 | -15.5333 | -15 | -15 | #N/A | #N/A | #N/A | #N/A | #N/A | #N/A | #N/A | #N/A | #N/A | #N/A | #N/A | #N/A | #N/A | #N/A | #N/A | #N/A | #N/A | #N/A | #N/A | #N/A | #N/A | #N/A | #N/A | #N/A | #N/A | #N/A | #N/A | #N/A | #N/A | #N/A | #N/A | #N/A | #N/A | #N/A | #N/A | #N/A | #N/A | #N/A | #N/A | #N/A | #N/A | #N/A | #N/A | #N/A | #N/A | #N/A | #N/A | #N/A | #N/A | #N/A | #N/A | #N/A | #N/A | #N/A | #N/A | #N/A | #N/A | #N/A | #N/A | #N/A | #N/A | #N/A | #N/A | Cut
Sec. 7 | Existing | Dist. (m) | 0 | 67 | 93 | 142 | 164 | 189 | 227 | 253 | 281 | 319 | 420 | 465 | 508 | 513 | 562 | 640 | [14 empty] | Cut: 0.0 sq.m. |  | 0 | 640 |  |  | 1 | 2 | 2 | 3 | 3 | 4 | 5 | 6 | 7 | 8 | 9 | 10 | 11 | 12 | 13 | 14 | 15 | 16 | 16 | 16 | #N/A | #N/A | #N/A | #N/A | #N/A | #N/A | #N/A | #N/A | #N/A | #N/A | #N/A | #N/A | #N/A | #N/A | #N/A | #N/A | #N/A | #N/A | #N/A | #N/A | #N/A | #N/A | #N/A | #N/A | #N/A | #N/A | #N/A | #N/A | #N/A | #N/A | #N/A | #N/A | #N/A | #N/A | #N/A | #N/A | #N/A | #N/A | #N/A | #N/A | -15 | #N/A | -15 | #N/A | -20 | -25 | -30 | -30 | -25 | -20 | -15 | -11 | -15 | -20 | -25 | -25 | -20 | #N/A | #N/A | -15 | #N/A | #N/A | #N/A | #N/A | #N/A | #N/A | #N/A | #N/A | #N/A | #N/A | #N/A | #N/A | #N/A | #N/A | #N/A | #N/A | #N/A | #N/A | #N/A | #N/A | #N/A | #N/A | #N/A | #N/A | #N/A | #N/A | #N/A | #N/A | #N/A | #N/A | #N/A | #N/A | #N/A | #N/A | #N/A | #N/A | #N/A | #N/A | #N/A | #N/A |  | -15 | -15 | -15 | -16.3077 | -20 | -25 | -30 | -30 | -25 | -20 | -15 | -11 | -15 | -20 | -25 | -25 | -20 | -19.1474 | -18.0321 | -15 | #N/A | #N/A | #N/A | #N/A | #N/A | #N/A | #N/A | #N/A | #N/A | #N/A | #N/A | #N/A | #N/A | #N/A | #N/A | #N/A | #N/A | #N/A | #N/A | #N/A | #N/A | #N/A | #N/A | #N/A | #N/A | #N/A | #N/A | #N/A | #N/A | #N/A | #N/A | #N/A | #N/A | #N/A | #N/A | #N/A | #N/A | #N/A | #N/A | #N/A | 1 | 2 | 3 | 4 | 5 | 6 | 7 | 8 | 9 | 10 | 11 | 12 | 13 | 14 | 15 | 16 | 17 | 18 | 19 | 20 | 21 | 22 | 23 | 24 | 25 | 26 | 27 | 28 | 29 | 30 | 31 | 32 | 33 | 34 | 35 | 36 | 37 | 38 | 39 | 40 | 41 | 42 | 43 | 44 | 45 | 46 | 47 | 48 | 49 | 50 | 51 | 52 | 53 | 54 | 55 | 56 | 57 | 58 | 59 | 60 | 61 | 62 | 63 | 64 | 65 | 66 | 67 | 68 | 69 | 70 | 71 | 72 | 73 | 74 | 75 | 76 | 77 | 78 | 79 | 80 | Dist | 0 | 60.1 | 67 | 73.8 | 93 | 142 | 164 | 189 | 227 | 253 | 281 | 319 | 420 | 465 | 508 | 513 | 562 | 575.3 | 592.7 | 640 | #N/A | #N/A | #N/A | #N/A | #N/A | #N/A | #N/A | #N/A | #N/A | #N/A | #N/A | #N/A | #N/A | #N/A | #N/A | #N/A | #N/A | #N/A | #N/A | #N/A | #N/A | #N/A | #N/A | #N/A | #N/A | #N/A | #N/A | #N/A | #N/A | #N/A | #N/A | #N/A | #N/A | #N/A | #N/A | #N/A | #N/A | #N/A | #N/A | #N/A | #N/A | #N/A | #N/A | #N/A | #N/A | #N/A | #N/A | #N/A | #N/A | #N/A | #N/A | #N/A | #N/A | #N/A | #N/A | #N/A | #N/A | #N/A | #N/A | #N/A
|  | Level (m) | -15 | -15 | -20 | -25 | -30 | -30 | -25 | -20 | -15 | -11 | -15 | -20 | -25 | -25 | -20 | -15 | [18 empty] | -30 | -11 | 1 | 1 | 2 | 2 | 3 | 3 | 3 | 3 | 3 | 3 | 3 | 3 | 3 | 3 | 3 | 3 | 3 | 3 | 4 | #N/A | #N/A | #N/A | #N/A | #N/A | #N/A | #N/A | #N/A | #N/A | #N/A | #N/A | #N/A | #N/A | #N/A | #N/A | #N/A | #N/A | #N/A | #N/A | #N/A | #N/A | #N/A | #N/A | #N/A | #N/A | #N/A | #N/A | #N/A | #N/A | #N/A | #N/A | #N/A | #N/A | #N/A | #N/A | #N/A | #N/A | #N/A | #N/A | #N/A | #N/A | #N/A | -13.5 | #N/A | 0 | #N/A | #N/A | #N/A | #N/A | #N/A | #N/A | #N/A | #N/A | #N/A | #N/A | #N/A | #N/A | #N/A | 0 | -17.3 | #N/A | #N/A | #N/A | #N/A | #N/A | #N/A | #N/A | #N/A | #N/A | #N/A | #N/A | #N/A | #N/A | #N/A | #N/A | #N/A | #N/A | #N/A | #N/A | #N/A | #N/A | #N/A | #N/A | #N/A | #N/A | #N/A | #N/A | #N/A | #N/A | #N/A | #N/A | #N/A | #N/A | #N/A | #N/A | #N/A | #N/A | #N/A | #N/A | #N/A | #N/A |  | #N/A | -13.5 | -6.7007 | 0 | 0 | 0 | 0 | 0 | 0 | 0 | 0 | 0 | 0 | 0 | 0 | 0 | 0 | 0 | -17.3 | #N/A | #N/A | #N/A | #N/A | #N/A | #N/A | #N/A | #N/A | #N/A | #N/A | #N/A | #N/A | #N/A | #N/A | #N/A | #N/A | #N/A | #N/A | #N/A | #N/A | #N/A | #N/A | #N/A | #N/A | #N/A | #N/A | #N/A | #N/A | #N/A | #N/A | #N/A | #N/A | #N/A | #N/A | #N/A | #N/A | #N/A | #N/A | #N/A | #N/A | #N/A | 0 | 60.1 | 67 | 73.8 | 93 | 142 | 164 | 189 | 227 | 253 | 281 | 319 | 420 | 465 | 508 | 513 | 562 | 575.3 | 592.7 | 640 | #N/A | #N/A | #N/A | #N/A | #N/A | #N/A | #N/A | #N/A | #N/A | #N/A | #N/A | #N/A | #N/A | #N/A | #N/A | #N/A | #N/A | #N/A | #N/A | #N/A | #N/A | #N/A | #N/A | #N/A | #N/A | #N/A | #N/A | #N/A | #N/A | #N/A | #N/A | #N/A | #N/A | #N/A | #N/A | #N/A | #N/A | #N/A | #N/A | #N/A | #N/A | #N/A | #N/A | #N/A | #N/A | #N/A | #N/A | #N/A | #N/A | #N/A | #N/A | #N/A | #N/A | #N/A | #N/A | #N/A | #N/A | #N/A | #N/A | #N/A | Diff | #N/A | 1.5 | 8.2993 | 16.3077 | 20 | 25 | 30 | 30 | 25 | 20 | 15 | 11 | 15 | 20 | 25 | 25 | 20 | 19.1474 | 0.73205 | #N/A | #N/A | #N/A | #N/A | #N/A | #N/A | #N/A | #N/A | #N/A | #N/A | #N/A | #N/A | #N/A | #N/A | #N/A | #N/A | #N/A | #N/A | #N/A | #N/A | #N/A | #N/A | #N/A | #N/A | #N/A | #N/A | #N/A | #N/A | #N/A | #N/A | #N/A | #N/A | #N/A | #N/A | #N/A | #N/A | #N/A | #N/A | #N/A | #N/A | #N/A | #N/A | #N/A | #N/A | #N/A | #N/A | #N/A | #N/A | #N/A | #N/A | #N/A | #N/A | #N/A | #N/A | #N/A | #N/A | #N/A | #N/A | #N/A | #N/A | #N/A
| Proposed | Dist. (m) | 60.1 | 73.8 | 575.3 | 592.7 | [26 empty] | Fill: 10,266.3 sq.m. |  | 60.1 | 592.7 |  |  | 0 | 60.1 | 67 | 73.8 | 93 | 142 | 164 | 189 | 227 | 253 | 281 | 319 | 420 | 465 | 508 | 513 | 562 | 575.3 | 592.7 | 640 | #N/A | #N/A | #N/A | #N/A | #N/A | #N/A | #N/A | #N/A | #N/A | #N/A | #N/A | #N/A | #N/A | #N/A | #N/A | #N/A | #N/A | #N/A | #N/A | #N/A | #N/A | #N/A | #N/A | #N/A | #N/A | #N/A | #N/A | #N/A | #N/A | #N/A | #N/A | #N/A | #N/A | #N/A | #N/A | #N/A | #N/A | #N/A | #N/A | #N/A | 1 | 0 | 1 | 0 | 1 | 1 | 1 | 1 | 1 | 1 | 1 | 1 | 1 | 1 | 1 | 1 | 1 | 0 | 0 | 1 | 0 | 0 | 0 | 0 | 0 | 0 | 0 | 0 | 0 | 0 | 0 | 0 | 0 | 0 | 0 | 0 | 0 | 0 | 0 | 0 | 0 | 0 | 0 | 0 | 0 | 0 | 0 | 0 | 0 | 0 | 0 | 0 | 0 | 0 | 0 | 0 | 0 | 0 | 0 | 0 |  | #N/A | -1.5 | -8.2993 | -16.3077 | -20 | -25 | -30 | -30 | -25 | -20 | -15 | -11 | -15 | -20 | -25 | -25 | -20 | -19.1474 | -0.73205 | #N/A | #N/A | #N/A | #N/A | #N/A | #N/A | #N/A | #N/A | #N/A | #N/A | #N/A | #N/A | #N/A | #N/A | #N/A | #N/A | #N/A | #N/A | #N/A | #N/A | #N/A | #N/A | #N/A | #N/A | #N/A | #N/A | #N/A | #N/A | #N/A | #N/A | #N/A | #N/A | #N/A | #N/A | #N/A | #N/A | #N/A | #N/A | #N/A | #N/A | #N/A | #N/A | -13.5 | -6.7007 | 0 | 0 | 0 | 0 | 0 | 0 | 0 | 0 | 0 | 0 | 0 | 0 | 0 | 0 | 0 | -17.3 | #N/A | #N/A | #N/A | #N/A | #N/A | #N/A | #N/A | #N/A | #N/A | #N/A | #N/A | #N/A | #N/A | #N/A | #N/A | #N/A | #N/A | #N/A | #N/A | #N/A | #N/A | #N/A | #N/A | #N/A | #N/A | #N/A | #N/A | #N/A | #N/A | #N/A | #N/A | #N/A | #N/A | #N/A | #N/A | #N/A | #N/A | #N/A | #N/A | #N/A | #N/A | #N/A | #N/A | #N/A | #N/A | #N/A | #N/A | #N/A | #N/A | #N/A | #N/A | #N/A | #N/A | #N/A | #N/A | #N/A | #N/A | #N/A | #N/A | #N/A | #N/A | Fill |  | 33.8075 | 83.6637 | 348.5538 | 1102.5 | 605 | 750 | 1045 | 585 | 490 | 494 | 1313 | 787.5 | 967.5 | 125 | 1102.5 | 260.3304 | 172.9515 | [62 empty] | FILL= | 10266.307 | CUT= | 0 | 1 | 0
|  | Level (m) | -13.5 | 0 | 0 | -17.3 | [30 empty] | -17.3 | 0 | [60 empty] | 0 | 1 | 0 | 1 | 0 | 0 | 0 | 0 | 0 | 0 | 0 | 0 | 0 | 0 | 0 | 0 | 0 | 1 | 1 | 0 | 0 | 0 | 0 | 0 | 0 | 0 | 0 | 0 | 0 | 0 | 0 | 0 | 0 | 0 | 0 | 0 | 0 | 0 | 0 | 0 | 0 | 0 | 0 | 0 | 0 | 0 | 0 | 0 | 0 | 0 | 0 | 0 | 0 | 0 | 0 | 0 | 0 | 0 | 0 | 0 | 0 | 0 | 0 | 0 | 0 | 0 | 0 | 0 | 0 | 0 | 0 | 0 | 0 | 0 | 0 | 0 | 0 | 0 | 0 | 0 | 0 | 0 | 0 | 0 | 0 | 0 | 0 | 0 | 0 | 0 | 0 | 0 | 0 | 0 | 0 | 0 | 0 | 0 | 0 | 0 | 0 | 0 | 0 | 0 | 0 | 0 | 0 | 0 | 0 | 0 | 0 | 0 | 0 | 0 | 0 | 0 | 0 | 0 | 0 | 0 | 0 | -15 | -15 | -15 | -16.3077 | -20 | -25 | -30 | -30 | -25 | -20 | -15 | -11 | -15 | -20 | -25 | -25 | -20 | -19.1474 | -18.0321 | -15 | #N/A | #N/A | #N/A | #N/A | #N/A | #N/A | #N/A | #N/A | #N/A | #N/A | #N/A | #N/A | #N/A | #N/A | #N/A | #N/A | #N/A | #N/A | #N/A | #N/A | #N/A | #N/A | #N/A | #N/A | #N/A | #N/A | #N/A | #N/A | #N/A | #N/A | #N/A | #N/A | #N/A | #N/A | #N/A | #N/A | #N/A | #N/A | #N/A | #N/A | #N/A | #N/A | #N/A | #N/A | #N/A | #N/A | #N/A | #N/A | #N/A | #N/A | #N/A | #N/A | #N/A | #N/A | #N/A | #N/A | #N/A | #N/A | #N/A | #N/A | Cut
Sec. 8 | Existing | Dist. (m) | 0 | 17 | 67 | 106 | 129 | 164 | 187 | 207 | 220 | 230 | 256 | 279 | 294 | 338 | 361 | 394 | 428 | 463 | 477 | 509 | 588 | 640 | [8 empty] | Cut: 315.0 sq.m. |  | 0 | 640 |  |  | 1 | 2 | 3 | 3 | 4 | 4 | 5 | 6 | 7 | 8 | 9 | 10 | 11 | 12 | 13 | 14 | 15 | 16 | 17 | 18 | 19 | 20 | 21 | 21 | 22 | 22 | #N/A | #N/A | #N/A | #N/A | #N/A | #N/A | #N/A | #N/A | #N/A | #N/A | #N/A | #N/A | #N/A | #N/A | #N/A | #N/A | #N/A | #N/A | #N/A | #N/A | #N/A | #N/A | #N/A | #N/A | #N/A | #N/A | #N/A | #N/A | #N/A | #N/A | #N/A | #N/A | #N/A | #N/A | -15 | -15 | #N/A | -20 | #N/A | -25 | -30 | -30 | -25 | -20 | -15 | -10 | -5 | 0 | 5 | 5 | 0 | -5 | -10 | -15 | -20 | -25 | #N/A | -20 | #N/A | -15.5 | #N/A | #N/A | #N/A | #N/A | #N/A | #N/A | #N/A | #N/A | #N/A | #N/A | #N/A | #N/A | #N/A | #N/A | #N/A | #N/A | #N/A | #N/A | #N/A | #N/A | #N/A | #N/A | #N/A | #N/A | #N/A | #N/A | #N/A | #N/A | #N/A | #N/A | #N/A | #N/A | #N/A | #N/A |  | -15 | -15 | -18.99 | -20 | -21.1538 | -25 | -30 | -30 | -25 | -20 | -15 | -10 | -5 | 0 | 5 | 5 | 0 | -5 | -10 | -15 | -20 | -25 | -20.7975 | -20 | -19.4375 | -15.5 | #N/A | #N/A | #N/A | #N/A | #N/A | #N/A | #N/A | #N/A | #N/A | #N/A | #N/A | #N/A | #N/A | #N/A | #N/A | #N/A | #N/A | #N/A | #N/A | #N/A | #N/A | #N/A | #N/A | #N/A | #N/A | #N/A | #N/A | #N/A | #N/A | #N/A | #N/A | #N/A | #N/A | #N/A | 1 | 2 | 3 | 4 | 5 | 6 | 7 | 8 | 9 | 10 | 11 | 12 | 13 | 14 | 15 | 16 | 17 | 18 | 19 | 20 | 21 | 22 | 23 | 24 | 25 | 26 | 27 | 28 | 29 | 30 | 31 | 32 | 33 | 34 | 35 | 36 | 37 | 38 | 39 | 40 | 41 | 42 | 43 | 44 | 45 | 46 | 47 | 48 | 49 | 50 | 51 | 52 | 53 | 54 | 55 | 56 | 57 | 58 | 59 | 60 | 61 | 62 | 63 | 64 | 65 | 66 | 67 | 68 | 69 | 70 | 71 | 72 | 73 | 74 | 75 | 76 | 77 | 78 | 79 | 80 | Dist | 0 | 17 | 56.9 | 67 | 76 | 106 | 129 | 164 | 187 | 207 | 220 | 230 | 256 | 279 | 294 | 338 | 361 | 394 | 428 | 463 | 477 | 509 | 575.4 | 588 | 594.5 | 640 | #N/A | #N/A | #N/A | #N/A | #N/A | #N/A | #N/A | #N/A | #N/A | #N/A | #N/A | #N/A | #N/A | #N/A | #N/A | #N/A | #N/A | #N/A | #N/A | #N/A | #N/A | #N/A | #N/A | #N/A | #N/A | #N/A | #N/A | #N/A | #N/A | #N/A | #N/A | #N/A | #N/A | #N/A | #N/A | #N/A | #N/A | #N/A | #N/A | #N/A | #N/A | #N/A | #N/A | #N/A | #N/A | #N/A | #N/A | #N/A | #N/A | #N/A | #N/A | #N/A | #N/A | #N/A
|  | Level (m) | -15 | -15 | -20 | -25 | -30 | -30 | -25 | -20 | -15 | -10 | -5 | 0 | 5 | 5 | 0 | -5 | -10 | -15 | -20 | -25 | -20 | -15.5 | [12 empty] | -30 | 5 | 1 | 1 | 1 | 2 | 2 | 3 | 3 | 3 | 3 | 3 | 3 | 3 | 3 | 3 | 3 | 3 | 3 | 3 | 3 | 3 | 3 | 3 | 3 | 4 | 4 | #N/A | #N/A | #N/A | #N/A | #N/A | #N/A | #N/A | #N/A | #N/A | #N/A | #N/A | #N/A | #N/A | #N/A | #N/A | #N/A | #N/A | #N/A | #N/A | #N/A | #N/A | #N/A | #N/A | #N/A | #N/A | #N/A | #N/A | #N/A | #N/A | #N/A | #N/A | #N/A | #N/A | #N/A | #N/A | #N/A | #N/A | -18.7 | #N/A | 0 | #N/A | #N/A | #N/A | #N/A | #N/A | #N/A | #N/A | #N/A | #N/A | #N/A | #N/A | #N/A | #N/A | #N/A | #N/A | #N/A | #N/A | 0 | #N/A | -19.1 | #N/A | #N/A | #N/A | #N/A | #N/A | #N/A | #N/A | #N/A | #N/A | #N/A | #N/A | #N/A | #N/A | #N/A | #N/A | #N/A | #N/A | #N/A | #N/A | #N/A | #N/A | #N/A | #N/A | #N/A | #N/A | #N/A | #N/A | #N/A | #N/A | #N/A | #N/A | #N/A | #N/A | #N/A | #N/A |  | #N/A | #N/A | -18.7 | -8.8115 | 0 | 0 | 0 | 0 | 0 | 0 | 0 | 0 | 0 | 0 | 0 | 0 | 0 | 0 | 0 | 0 | 0 | 0 | 0 | -12.6 | -19.1 | #N/A | #N/A | #N/A | #N/A | #N/A | #N/A | #N/A | #N/A | #N/A | #N/A | #N/A | #N/A | #N/A | #N/A | #N/A | #N/A | #N/A | #N/A | #N/A | #N/A | #N/A | #N/A | #N/A | #N/A | #N/A | #N/A | #N/A | #N/A | #N/A | #N/A | #N/A | #N/A | #N/A | #N/A | #N/A | 0 | 17 | 56.9 | 67 | 76 | 106 | 129 | 164 | 187 | 207 | 220 | 230 | 256 | 279 | 294 | 338 | 361 | 394 | 428 | 463 | 477 | 509 | 575.4 | 588 | 594.5 | 640 | #N/A | #N/A | #N/A | #N/A | #N/A | #N/A | #N/A | #N/A | #N/A | #N/A | #N/A | #N/A | #N/A | #N/A | #N/A | #N/A | #N/A | #N/A | #N/A | #N/A | #N/A | #N/A | #N/A | #N/A | #N/A | #N/A | #N/A | #N/A | #N/A | #N/A | #N/A | #N/A | #N/A | #N/A | #N/A | #N/A | #N/A | #N/A | #N/A | #N/A | #N/A | #N/A | #N/A | #N/A | #N/A | #N/A | #N/A | #N/A | #N/A | #N/A | #N/A | #N/A | #N/A | #N/A | Diff | #N/A | #N/A | 0.29 | 11.1885 | 21.1538 | 25 | 30 | 30 | 25 | 20 | 15 | 10 | 5 | 0 | -5 | -5 | 0 | 5 | 10 | 15 | 20 | 25 | 20.7975 | 7.4 | 0.3375 | #N/A | #N/A | #N/A | #N/A | #N/A | #N/A | #N/A | #N/A | #N/A | #N/A | #N/A | #N/A | #N/A | #N/A | #N/A | #N/A | #N/A | #N/A | #N/A | #N/A | #N/A | #N/A | #N/A | #N/A | #N/A | #N/A | #N/A | #N/A | #N/A | #N/A | #N/A | #N/A | #N/A | #N/A | #N/A | #N/A | #N/A | #N/A | #N/A | #N/A | #N/A | #N/A | #N/A | #N/A | #N/A | #N/A | #N/A | #N/A | #N/A | #N/A | #N/A | #N/A | #N/A | #N/A | #N/A
| Proposed | Dist. (m) | 56.9 | 76 | 575.4 | 594.5 | [26 empty] | Fill: 7,729.1 sq.m. |  | 56.9 | 594.5 |  |  | 0 | 17 | 56.9 | 67 | 76 | 106 | 129 | 164 | 187 | 207 | 220 | 230 | 256 | 279 | 294 | 338 | 361 | 394 | 428 | 463 | 477 | 509 | 575.4 | 588 | 594.5 | 640 | #N/A | #N/A | #N/A | #N/A | #N/A | #N/A | #N/A | #N/A | #N/A | #N/A | #N/A | #N/A | #N/A | #N/A | #N/A | #N/A | #N/A | #N/A | #N/A | #N/A | #N/A | #N/A | #N/A | #N/A | #N/A | #N/A | #N/A | #N/A | #N/A | #N/A | #N/A | #N/A | #N/A | #N/A | 1 | 1 | 0 | 1 | 0 | 1 | 1 | 1 | 1 | 1 | 1 | 1 | 1 | 1 | 1 | 1 | 1 | 1 | 1 | 1 | 1 | 1 | 0 | 1 | 0 | 1 | 0 | 0 | 0 | 0 | 0 | 0 | 0 | 0 | 0 | 0 | 0 | 0 | 0 | 0 | 0 | 0 | 0 | 0 | 0 | 0 | 0 | 0 | 0 | 0 | 0 | 0 | 0 | 0 | 0 | 0 | 0 | 0 | 0 | 0 |  | #N/A | #N/A | -0.29 | -11.1885 | -21.1538 | -25 | -30 | -30 | -25 | -20 | -15 | -10 | -5 | 0 | 5 | 5 | 0 | -5 | -10 | -15 | -20 | -25 | -20.7975 | -7.4 | -0.3375 | #N/A | #N/A | #N/A | #N/A | #N/A | #N/A | #N/A | #N/A | #N/A | #N/A | #N/A | #N/A | #N/A | #N/A | #N/A | #N/A | #N/A | #N/A | #N/A | #N/A | #N/A | #N/A | #N/A | #N/A | #N/A | #N/A | #N/A | #N/A | #N/A | #N/A | #N/A | #N/A | #N/A | #N/A | #N/A | #N/A | #N/A | -18.7 | -8.8115 | 0 | 0 | 0 | 0 | 0 | 0 | 0 | 0 | 0 | 0 | 0 | 0 | 0 | 0 | 0 | 0 | 0 | 0 | 0 | -12.6 | -19.1 | #N/A | #N/A | #N/A | #N/A | #N/A | #N/A | #N/A | #N/A | #N/A | #N/A | #N/A | #N/A | #N/A | #N/A | #N/A | #N/A | #N/A | #N/A | #N/A | #N/A | #N/A | #N/A | #N/A | #N/A | #N/A | #N/A | #N/A | #N/A | #N/A | #N/A | #N/A | #N/A | #N/A | #N/A | #N/A | #N/A | #N/A | #N/A | #N/A | #N/A | #N/A | #N/A | #N/A | #N/A | #N/A | #N/A | #N/A | #N/A | #N/A | #N/A | #N/A | #N/A | #N/A | #N/A | #N/A | Fill |  |  | 57.9663 | 145.5405 | 692.3077 | 632.5 | 1050 | 632.5 | 450 | 227.5 | 125 | 195 | 57.5 |  |  |  | 82.5 | 255 | 437.5 | 245 | 720 | 1520.4759 | 177.6441 | 25.1469 | [56 empty] | FILL= | 7729.0814 | CUT= | 315 | 1 | 0.5
|  | Level (m) | -18.7 | 0 | 0 | -19.1 | [30 empty] | -19.1 | 0 | [60 empty] | 0 | 0 | 1 | 0 | 1 | 0 | 0 | 0 | 0 | 0 | 0 | 0 | 0 | 0 | 0 | 0 | 0 | 0 | 0 | 0 | 0 | 0 | 1 | 0 | 1 | 0 | 0 | 0 | 0 | 0 | 0 | 0 | 0 | 0 | 0 | 0 | 0 | 0 | 0 | 0 | 0 | 0 | 0 | 0 | 0 | 0 | 0 | 0 | 0 | 0 | 0 | 0 | 0 | 0 | 0 | 0 | 0 | 0 | 0 | 0 | 0 | 0 | 0 | 0 | 0 | 0 | 0 | 0 | 0 | 0 | 0 | 0 | 0 | 0 | 0 | 0 | 0 | 0 | 0 | 0 | 0 | 0 | 0 | 0 | 0 | 0 | 0 | 0 | 0 | 0 | 0 | 0 | 0 | 0 | 0 | 0 | 0 | 0 | 0 | 0 | 0 | 0 | 0 | 0 | 0 | 0 | 0 | 0 | 0 | 0 | 0 | 0 | 0 | 0 | 0 | 0 | 0 | 0 | 0 | 0 | 0 | -15 | -15 | -18.99 | -20 | -21.1538 | -25 | -30 | -30 | -25 | -20 | -15 | -10 | -5 | 0 | 5 | 5 | 0 | -5 | -10 | -15 | -20 | -25 | -20.7975 | -20 | -19.4375 | -15.5 | #N/A | #N/A | #N/A | #N/A | #N/A | #N/A | #N/A | #N/A | #N/A | #N/A | #N/A | #N/A | #N/A | #N/A | #N/A | #N/A | #N/A | #N/A | #N/A | #N/A | #N/A | #N/A | #N/A | #N/A | #N/A | #N/A | #N/A | #N/A | #N/A | #N/A | #N/A | #N/A | #N/A | #N/A | #N/A | #N/A | #N/A | #N/A | #N/A | #N/A | #N/A | #N/A | #N/A | #N/A | #N/A | #N/A | #N/A | #N/A | #N/A | #N/A | #N/A | #N/A | #N/A | #N/A | Cut | [13 empty] | -37.5 | -220 | -57.5
Sec. 9 | Existing | Dist. (m) | 0 | 65 | 92 | 116 | 141 | 162 | 182 | 203 | 212 | 222 | 238 | 249 | 260 | 273 | 377 | 386 | 396 | 408 | 431 | 447 | 464 | 491 | 610 | 640 | [6 empty] | Cut: 2,051.3 sq.m. |  | 0 | 640 |  |  | 1 | 2 | 2 | 3 | 3 | 4 | 5 | 6 | 7 | 8 | 9 | 10 | 11 | 12 | 13 | 14 | 15 | 16 | 17 | 18 | 19 | 20 | 21 | 22 | 23 | 23 | 23 | 24 | #N/A | #N/A | #N/A | #N/A | #N/A | #N/A | #N/A | #N/A | #N/A | #N/A | #N/A | #N/A | #N/A | #N/A | #N/A | #N/A | #N/A | #N/A | #N/A | #N/A | #N/A | #N/A | #N/A | #N/A | #N/A | #N/A | #N/A | #N/A | #N/A | #N/A | #N/A | #N/A | -15 | #N/A | -20 | #N/A | -25 | -30 | -30 | -25 | -20 | -15 | -10 | -5 | 0 | 5 | 10 | 15 | 15 | 10 | 5 | 0 | -5 | -10 | -15 | -20 | #N/A | #N/A | -20 | -17 | #N/A | #N/A | #N/A | #N/A | #N/A | #N/A | #N/A | #N/A | #N/A | #N/A | #N/A | #N/A | #N/A | #N/A | #N/A | #N/A | #N/A | #N/A | #N/A | #N/A | #N/A | #N/A | #N/A | #N/A | #N/A | #N/A | #N/A | #N/A | #N/A | #N/A | #N/A | #N/A |  | -15 | -19.4692 | -20 | -22.2963 | -25 | -30 | -30 | -25 | -20 | -15 | -10 | -5 | 0 | 5 | 10 | 15 | 15 | 10 | 5 | 0 | -5 | -10 | -15 | -20 | -20 | -20 | -20 | -17 | #N/A | #N/A | #N/A | #N/A | #N/A | #N/A | #N/A | #N/A | #N/A | #N/A | #N/A | #N/A | #N/A | #N/A | #N/A | #N/A | #N/A | #N/A | #N/A | #N/A | #N/A | #N/A | #N/A | #N/A | #N/A | #N/A | #N/A | #N/A | #N/A | #N/A | #N/A | #N/A | 1 | 2 | 3 | 4 | 5 | 6 | 7 | 8 | 9 | 10 | 11 | 12 | 13 | 14 | 15 | 16 | 17 | 18 | 19 | 20 | 21 | 22 | 23 | 24 | 25 | 26 | 26 | 27 | 28 | 29 | 30 | 31 | 32 | 33 | 34 | 35 | 36 | 37 | 38 | 39 | 40 | 41 | 42 | 43 | 44 | 45 | 46 | 47 | 48 | 49 | 50 | 51 | 52 | 53 | 54 | 55 | 56 | 57 | 58 | 59 | 60 | 61 | 62 | 63 | 64 | 65 | 66 | 67 | 68 | 69 | 70 | 71 | 72 | 73 | 74 | 75 | 76 | 77 | 78 | 79 | Dist | 0 | 58.1 | 65 | 77.4 | 92 | 116 | 141 | 162 | 182 | 203 | 212 | 222 | 238 | 249 | 260 | 273 | 377 | 386 | 396 | 408 | 431 | 447 | 464 | 491 | 575.5 | 595.5 | 597.1 | 610 | 640 | #N/A | #N/A | #N/A | #N/A | #N/A | #N/A | #N/A | #N/A | #N/A | #N/A | #N/A | #N/A | #N/A | #N/A | #N/A | #N/A | #N/A | #N/A | #N/A | #N/A | #N/A | #N/A | #N/A | #N/A | #N/A | #N/A | #N/A | #N/A | #N/A | #N/A | #N/A | #N/A | #N/A | #N/A | #N/A | #N/A | #N/A | #N/A | #N/A | #N/A | #N/A | #N/A | #N/A | #N/A | #N/A | #N/A | #N/A | #N/A | #N/A | #N/A | #N/A
|  | Level (m) | -15 | -20 | -25 | -30 | -30 | -25 | -20 | -15 | -10 | -5 | 0 | 5 | 10 | 15 | 15 | 10 | 5 | 0 | -5 | -10 | -15 | -20 | -20 | -17 | [10 empty] | -30 | 15 | 1 | 1 | 2 | 2 | 3 | 3 | 3 | 3 | 3 | 3 | 3 | 3 | 3 | 3 | 3 | 3 | 3 | 3 | 3 | 3 | 3 | 3 | 3 | 3 | 3 | 4 | #N/A | #N/A | #N/A | #N/A | #N/A | #N/A | #N/A | #N/A | #N/A | #N/A | #N/A | #N/A | #N/A | #N/A | #N/A | #N/A | #N/A | #N/A | #N/A | #N/A | #N/A | #N/A | #N/A | #N/A | #N/A | #N/A | #N/A | #N/A | #N/A | #N/A | #N/A | #N/A | #N/A | #N/A | #N/A | -19.3 | #N/A | 0 | #N/A | #N/A | #N/A | #N/A | #N/A | #N/A | #N/A | #N/A | #N/A | #N/A | #N/A | #N/A | #N/A | #N/A | #N/A | #N/A | #N/A | #N/A | #N/A | #N/A | 0 | -21.6 | #N/A | #N/A | #N/A | #N/A | #N/A | #N/A | #N/A | #N/A | #N/A | #N/A | #N/A | #N/A | #N/A | #N/A | #N/A | #N/A | #N/A | #N/A | #N/A | #N/A | #N/A | #N/A | #N/A | #N/A | #N/A | #N/A | #N/A | #N/A | #N/A | #N/A | #N/A | #N/A | #N/A | #N/A |  | #N/A | -19.3 | -12.4 | 0 | 0 | 0 | 0 | 0 | 0 | 0 | 0 | 0 | 0 | 0 | 0 | 0 | 0 | 0 | 0 | 0 | 0 | 0 | 0 | 0 | 0 | -21.6 | #N/A | #N/A | #N/A | #N/A | #N/A | #N/A | #N/A | #N/A | #N/A | #N/A | #N/A | #N/A | #N/A | #N/A | #N/A | #N/A | #N/A | #N/A | #N/A | #N/A | #N/A | #N/A | #N/A | #N/A | #N/A | #N/A | #N/A | #N/A | #N/A | #N/A | #N/A | #N/A | #N/A | #N/A | 0 | 58.1 | 65 | 77.4 | 92 | 116 | 141 | 162 | 182 | 203 | 212 | 222 | 238 | 249 | 260 | 273 | 377 | 386 | 396 | 408 | 431 | 447 | 464 | 491 | 575.5 | 595.5 | 597.1 | 610 | 640 | #N/A | #N/A | #N/A | #N/A | #N/A | #N/A | #N/A | #N/A | #N/A | #N/A | #N/A | #N/A | #N/A | #N/A | #N/A | #N/A | #N/A | #N/A | #N/A | #N/A | #N/A | #N/A | #N/A | #N/A | #N/A | #N/A | #N/A | #N/A | #N/A | #N/A | #N/A | #N/A | #N/A | #N/A | #N/A | #N/A | #N/A | #N/A | #N/A | #N/A | #N/A | #N/A | #N/A | #N/A | #N/A | #N/A | #N/A | #N/A | #N/A | #N/A | #N/A | Diff | #N/A | 0.16923 | 7.6 | 22.2963 | 25 | 30 | 30 | 25 | 20 | 15 | 10 | 5 | 0 | -5 | -10 | -15 | -15 | -10 | -5 | 0 | 5 | 10 | 15 | 20 | 20 | 0 | -1.6 | #N/A | #N/A | #N/A | #N/A | #N/A | #N/A | #N/A | #N/A | #N/A | #N/A | #N/A | #N/A | #N/A | #N/A | #N/A | #N/A | #N/A | #N/A | #N/A | #N/A | #N/A | #N/A | #N/A | #N/A | #N/A | #N/A | #N/A | #N/A | #N/A | #N/A | #N/A | #N/A | #N/A | #N/A | #N/A | #N/A | #N/A | #N/A | #N/A | #N/A | #N/A | #N/A | #N/A | #N/A | #N/A | #N/A | #N/A | #N/A | #N/A | #N/A | #N/A | #N/A | #N/A
| Proposed | Dist. (m) | 58.1 | 77.4 | 575.5 | 597.1 | [26 empty] | Fill: 6,342.4 sq.m. |  | 58.1 | 597.1 |  |  | 0 | 58.1 | 65 | 77.4 | 92 | 116 | 141 | 162 | 182 | 203 | 212 | 222 | 238 | 249 | 260 | 273 | 377 | 386 | 396 | 408 | 431 | 447 | 464 | 491 | 575.5 | 597.1 | 610 | 640 | #N/A | #N/A | #N/A | #N/A | #N/A | #N/A | #N/A | #N/A | #N/A | #N/A | #N/A | #N/A | #N/A | #N/A | #N/A | #N/A | #N/A | #N/A | #N/A | #N/A | #N/A | #N/A | #N/A | #N/A | #N/A | #N/A | #N/A | #N/A | #N/A | #N/A | #N/A | #N/A | 1 | 0 | 1 | 0 | 1 | 1 | 1 | 1 | 1 | 1 | 1 | 1 | 1 | 1 | 1 | 1 | 1 | 1 | 1 | 1 | 1 | 1 | 1 | 1 | 0 | 0 | 1 | 1 | 0 | 0 | 0 | 0 | 0 | 0 | 0 | 0 | 0 | 0 | 0 | 0 | 0 | 0 | 0 | 0 | 0 | 0 | 0 | 0 | 0 | 0 | 0 | 0 | 0 | 0 | 0 | 0 | 0 | 0 | 0 | 0 |  | #N/A | -0.16923 | -7.6 | -22.2963 | -25 | -30 | -30 | -25 | -20 | -15 | -10 | -5 | 0 | 5 | 10 | 15 | 15 | 10 | 5 | 0 | -5 | -10 | -15 | -20 | -20 | 1.6 | #N/A | #N/A | #N/A | #N/A | #N/A | #N/A | #N/A | #N/A | #N/A | #N/A | #N/A | #N/A | #N/A | #N/A | #N/A | #N/A | #N/A | #N/A | #N/A | #N/A | #N/A | #N/A | #N/A | #N/A | #N/A | #N/A | #N/A | #N/A | #N/A | #N/A | #N/A | #N/A | #N/A | #N/A | #N/A | -19.3 | -12.4 | 0 | 0 | 0 | 0 | 0 | 0 | 0 | 0 | 0 | 0 | 0 | 0 | 0 | 0 | 0 | 0 | 0 | 0 | 0 | 0 | 0 | 0 | -20 | -21.6 | #N/A | #N/A | #N/A | #N/A | #N/A | #N/A | #N/A | #N/A | #N/A | #N/A | #N/A | #N/A | #N/A | #N/A | #N/A | #N/A | #N/A | #N/A | #N/A | #N/A | #N/A | #N/A | #N/A | #N/A | #N/A | #N/A | #N/A | #N/A | #N/A | #N/A | #N/A | #N/A | #N/A | #N/A | #N/A | #N/A | #N/A | #N/A | #N/A | #N/A | #N/A | #N/A | #N/A | #N/A | #N/A | #N/A | #N/A | #N/A | #N/A | #N/A | #N/A | #N/A | #N/A | Fill |  | 26.8038 | 185.357 | 345.263 | 660 | 750 | 577.5 | 450 | 367.5 | 112.5 | 75 | 40 | [7 empty] | 57.5 | 120 | 212.5 | 472.5 | 1690 | 200 | [55 empty] | FILL= | 6342.4238 | CUT= | 2051.28 | 1 | 1
|  | Level (m) | -19.3 | 0 | 0 | -21.6 | [30 empty] | -21.6 | 0 | [60 empty] | 0 | 1 | 0 | 1 | 0 | 0 | 0 | 0 | 0 | 0 | 0 | 0 | 0 | 0 | 0 | 0 | 0 | 0 | 0 | 0 | 0 | 0 | 0 | 0 | 1 | 1 | 0 | 0 | 0 | 0 | 0 | 0 | 0 | 0 | 0 | 0 | 0 | 0 | 0 | 0 | 0 | 0 | 0 | 0 | 0 | 0 | 0 | 0 | 0 | 0 | 0 | 0 | 0 | 0 | 0 | 0 | 0 | 0 | 0 | 0 | 0 | 0 | 0 | 0 | 0 | 0 | 0 | 0 | 0 | 0 | 0 | 0 | 0 | 0 | 0 | 0 | 0 | 0 | 0 | 0 | 0 | 0 | 0 | 0 | 0 | 1 | 0 | 0 | 0 | 0 | 0 | 0 | 0 | 0 | 0 | 0 | 0 | 0 | 0 | 0 | 0 | 0 | 0 | 0 | 0 | 0 | 0 | 0 | 0 | 0 | 0 | 0 | 0 | 0 | 0 | 0 | 0 | 0 | 0 | 0 | 0 | -15 | -19.4692 | -20 | -22.2963 | -25 | -30 | -30 | -25 | -20 | -15 | -10 | -5 | 0 | 5 | 10 | 15 | 15 | 10 | 5 | 0 | -5 | -10 | -15 | -20 | -20 | -20 | -20 | -20 | -17 | #N/A | #N/A | #N/A | #N/A | #N/A | #N/A | #N/A | #N/A | #N/A | #N/A | #N/A | #N/A | #N/A | #N/A | #N/A | #N/A | #N/A | #N/A | #N/A | #N/A | #N/A | #N/A | #N/A | #N/A | #N/A | #N/A | #N/A | #N/A | #N/A | #N/A | #N/A | #N/A | #N/A | #N/A | #N/A | #N/A | #N/A | #N/A | #N/A | #N/A | #N/A | #N/A | #N/A | #N/A | #N/A | #N/A | #N/A | #N/A | #N/A | #N/A | #N/A | Cut | [12 empty] | -27.5 | -82.5 | -162.5 | -1560 | -112.5 | -75 | -30 | [6 empty] | -1.28
Sec. 10 | Existing | Dist. (m) | 0 | 59 | 87 | 151 | 172 | 187 | 195 | 207 | 230 | 245 | 253 | 264 | 302 | 349 | 373 | 389 | 399 | 411 | 429 | 442 | 482 | 510 | 548 | 584 | 640 | [5 empty] | Cut: 2,565.0 sq.m. |  | 0 | 640 |  |  | 1 | 2 | 3 | 3 | 3 | 4 | 5 | 6 | 7 | 8 | 9 | 10 | 11 | 12 | 13 | 14 | 15 | 16 | 17 | 18 | 19 | 20 | 21 | 22 | 23 | 24 | 24 | 25 | 25 | #N/A | #N/A | #N/A | #N/A | #N/A | #N/A | #N/A | #N/A | #N/A | #N/A | #N/A | #N/A | #N/A | #N/A | #N/A | #N/A | #N/A | #N/A | #N/A | #N/A | #N/A | #N/A | #N/A | #N/A | #N/A | #N/A | #N/A | #N/A | #N/A | #N/A | #N/A | -17 | -20 | #N/A | #N/A | -25 | -25 | -20 | -15 | -10 | -5 | 0 | 5 | 10 | 15 | 20 | 20 | 15 | 10 | 5 | 0 | -5 | -10 | -15 | -20 | -25 | #N/A | -25 | #N/A | -20 | #N/A | #N/A | #N/A | #N/A | #N/A | #N/A | #N/A | #N/A | #N/A | #N/A | #N/A | #N/A | #N/A | #N/A | #N/A | #N/A | #N/A | #N/A | #N/A | #N/A | #N/A | #N/A | #N/A | #N/A | #N/A | #N/A | #N/A | #N/A | #N/A | #N/A | #N/A |  | -17 | -20 | -20.0357 | -23.6071 | -25 | -25 | -20 | -15 | -10 | -5 | 0 | 5 | 10 | 15 | 20 | 20 | 15 | 10 | 5 | 0 | -5 | -10 | -15 | -20 | -25 | -25 | -25 | -24.2768 | -20 | #N/A | #N/A | #N/A | #N/A | #N/A | #N/A | #N/A | #N/A | #N/A | #N/A | #N/A | #N/A | #N/A | #N/A | #N/A | #N/A | #N/A | #N/A | #N/A | #N/A | #N/A | #N/A | #N/A | #N/A | #N/A | #N/A | #N/A | #N/A | #N/A | #N/A | #N/A | 1 | 2 | 3 | 4 | 5 | 6 | 7 | 8 | 9 | 10 | 11 | 12 | 13 | 14 | 15 | 16 | 17 | 18 | 19 | 20 | 21 | 22 | 23 | 24 | 25 | 26 | 27 | 28 | 29 | 30 | 31 | 32 | 33 | 34 | 35 | 36 | 37 | 38 | 39 | 40 | 41 | 42 | 43 | 44 | 45 | 46 | 47 | 48 | 49 | 50 | 51 | 52 | 53 | 54 | 55 | 56 | 57 | 58 | 59 | 60 | 61 | 62 | 63 | 64 | 65 | 66 | 67 | 68 | 69 | 70 | 71 | 72 | 73 | 74 | 75 | 76 | 77 | 78 | 79 | 80 | Dist | 0 | 59 | 59.2 | 79.2 | 87 | 151 | 172 | 187 | 195 | 207 | 230 | 245 | 253 | 264 | 302 | 349 | 373 | 389 | 399 | 411 | 429 | 442 | 482 | 510 | 548 | 575.5 | 584 | 592.1 | 640 | #N/A | #N/A | #N/A | #N/A | #N/A | #N/A | #N/A | #N/A | #N/A | #N/A | #N/A | #N/A | #N/A | #N/A | #N/A | #N/A | #N/A | #N/A | #N/A | #N/A | #N/A | #N/A | #N/A | #N/A | #N/A | #N/A | #N/A | #N/A | #N/A | #N/A | #N/A | #N/A | #N/A | #N/A | #N/A | #N/A | #N/A | #N/A | #N/A | #N/A | #N/A | #N/A | #N/A | #N/A | #N/A | #N/A | #N/A | #N/A | #N/A | #N/A | #N/A
|  | Level (m) | -17 | -20 | -25 | -25 | -20 | -15 | -10 | -5 | 0 | 5 | 10 | 15 | 20 | 20 | 15 | 10 | 5 | 0 | -5 | -10 | -15 | -20 | -25 | -25 | -20 | [9 empty] | -25 | 20 | 1 | 1 | 1 | 2 | 3 | 3 | 3 | 3 | 3 | 3 | 3 | 3 | 3 | 3 | 3 | 3 | 3 | 3 | 3 | 3 | 3 | 3 | 3 | 3 | 3 | 3 | 4 | 4 | #N/A | #N/A | #N/A | #N/A | #N/A | #N/A | #N/A | #N/A | #N/A | #N/A | #N/A | #N/A | #N/A | #N/A | #N/A | #N/A | #N/A | #N/A | #N/A | #N/A | #N/A | #N/A | #N/A | #N/A | #N/A | #N/A | #N/A | #N/A | #N/A | #N/A | #N/A | #N/A | #N/A | #N/A | -20 | 0 | #N/A | #N/A | #N/A | #N/A | #N/A | #N/A | #N/A | #N/A | #N/A | #N/A | #N/A | #N/A | #N/A | #N/A | #N/A | #N/A | #N/A | #N/A | #N/A | #N/A | #N/A | 0 | #N/A | -22.8 | #N/A | #N/A | #N/A | #N/A | #N/A | #N/A | #N/A | #N/A | #N/A | #N/A | #N/A | #N/A | #N/A | #N/A | #N/A | #N/A | #N/A | #N/A | #N/A | #N/A | #N/A | #N/A | #N/A | #N/A | #N/A | #N/A | #N/A | #N/A | #N/A | #N/A | #N/A | #N/A |  | #N/A | #N/A | -20 | 0 | 0 | 0 | 0 | 0 | 0 | 0 | 0 | 0 | 0 | 0 | 0 | 0 | 0 | 0 | 0 | 0 | 0 | 0 | 0 | 0 | 0 | 0 | -11.6747 | -22.8 | #N/A | #N/A | #N/A | #N/A | #N/A | #N/A | #N/A | #N/A | #N/A | #N/A | #N/A | #N/A | #N/A | #N/A | #N/A | #N/A | #N/A | #N/A | #N/A | #N/A | #N/A | #N/A | #N/A | #N/A | #N/A | #N/A | #N/A | #N/A | #N/A | #N/A | #N/A | #N/A | 0 | 59 | 59.2 | 79.2 | 87 | 151 | 172 | 187 | 195 | 207 | 230 | 245 | 253 | 264 | 302 | 349 | 373 | 389 | 399 | 411 | 429 | 442 | 482 | 510 | 548 | 575.5 | 584 | 592.1 | 640 | #N/A | #N/A | #N/A | #N/A | #N/A | #N/A | #N/A | #N/A | #N/A | #N/A | #N/A | #N/A | #N/A | #N/A | #N/A | #N/A | #N/A | #N/A | #N/A | #N/A | #N/A | #N/A | #N/A | #N/A | #N/A | #N/A | #N/A | #N/A | #N/A | #N/A | #N/A | #N/A | #N/A | #N/A | #N/A | #N/A | #N/A | #N/A | #N/A | #N/A | #N/A | #N/A | #N/A | #N/A | #N/A | #N/A | #N/A | #N/A | #N/A | #N/A | #N/A | Diff | #N/A | #N/A | 0.035714 | 23.6071 | 25 | 25 | 20 | 15 | 10 | 5 | 0 | -5 | -10 | -15 | -20 | -20 | -15 | -10 | -5 | 0 | 5 | 10 | 15 | 20 | 25 | 25 | 13.3253 | 1.4768 | #N/A | #N/A | #N/A | #N/A | #N/A | #N/A | #N/A | #N/A | #N/A | #N/A | #N/A | #N/A | #N/A | #N/A | #N/A | #N/A | #N/A | #N/A | #N/A | #N/A | #N/A | #N/A | #N/A | #N/A | #N/A | #N/A | #N/A | #N/A | #N/A | #N/A | #N/A | #N/A | #N/A | #N/A | #N/A | #N/A | #N/A | #N/A | #N/A | #N/A | #N/A | #N/A | #N/A | #N/A | #N/A | #N/A | #N/A | #N/A | #N/A | #N/A | #N/A | #N/A
| Proposed | Dist. (m) | 59.2 | 79.2 | 575.5 | 592.1 | [26 empty] | Fill: 5,906.3 sq.m. |  | 59.2 | 592.1 |  |  | 0 | 59 | 59.2 | 79.2 | 87 | 151 | 172 | 187 | 195 | 207 | 230 | 245 | 253 | 264 | 302 | 349 | 373 | 389 | 399 | 411 | 429 | 442 | 482 | 510 | 548 | 575.5 | 584 | 592.1 | 640 | #N/A | #N/A | #N/A | #N/A | #N/A | #N/A | #N/A | #N/A | #N/A | #N/A | #N/A | #N/A | #N/A | #N/A | #N/A | #N/A | #N/A | #N/A | #N/A | #N/A | #N/A | #N/A | #N/A | #N/A | #N/A | #N/A | #N/A | #N/A | #N/A | #N/A | #N/A | 1 | 1 | 0 | 0 | 1 | 1 | 1 | 1 | 1 | 1 | 1 | 1 | 1 | 1 | 1 | 1 | 1 | 1 | 1 | 1 | 1 | 1 | 1 | 1 | 1 | 0 | 1 | 0 | 1 | 0 | 0 | 0 | 0 | 0 | 0 | 0 | 0 | 0 | 0 | 0 | 0 | 0 | 0 | 0 | 0 | 0 | 0 | 0 | 0 | 0 | 0 | 0 | 0 | 0 | 0 | 0 | 0 | 0 | 0 | 0 |  | #N/A | #N/A | -0.035714 | -23.6071 | -25 | -25 | -20 | -15 | -10 | -5 | 0 | 5 | 10 | 15 | 20 | 20 | 15 | 10 | 5 | 0 | -5 | -10 | -15 | -20 | -25 | -25 | -13.3253 | -1.4768 | #N/A | #N/A | #N/A | #N/A | #N/A | #N/A | #N/A | #N/A | #N/A | #N/A | #N/A | #N/A | #N/A | #N/A | #N/A | #N/A | #N/A | #N/A | #N/A | #N/A | #N/A | #N/A | #N/A | #N/A | #N/A | #N/A | #N/A | #N/A | #N/A | #N/A | #N/A | #N/A | #N/A | #N/A | -20 | 0 | 0 | 0 | 0 | 0 | 0 | 0 | 0 | 0 | 0 | 0 | 0 | 0 | 0 | 0 | 0 | 0 | 0 | 0 | 0 | 0 | 0 | 0 | -11.6747 | -22.8 | #N/A | #N/A | #N/A | #N/A | #N/A | #N/A | #N/A | #N/A | #N/A | #N/A | #N/A | #N/A | #N/A | #N/A | #N/A | #N/A | #N/A | #N/A | #N/A | #N/A | #N/A | #N/A | #N/A | #N/A | #N/A | #N/A | #N/A | #N/A | #N/A | #N/A | #N/A | #N/A | #N/A | #N/A | #N/A | #N/A | #N/A | #N/A | #N/A | #N/A | #N/A | #N/A | #N/A | #N/A | #N/A | #N/A | #N/A | #N/A | #N/A | #N/A | #N/A | #N/A | Fill |  |  | 236.4286 | 189.5679 | 1600 | 472.5 | 262.5 | 100 | 90 | 57.5 | [9 empty] | 45 | 97.5 | 500 | 490 | 855 | 687.5 | 162.8825 | 59.9485 | [53 empty] | FILL= | 5906.3274 | CUT= | 2565 | 1 | 1
|  | Level (m) | -20 | 0 | 0 | -22.8 | [30 empty] | -22.8 | 0 | [60 empty] | 0 | 0 | 1 | 1 | 0 | 0 | 0 | 0 | 0 | 0 | 0 | 0 | 0 | 0 | 0 | 0 | 0 | 0 | 0 | 0 | 0 | 0 | 0 | 0 | 0 | 1 | 0 | 1 | 0 | 0 | 0 | 0 | 0 | 0 | 0 | 0 | 0 | 0 | 0 | 0 | 0 | 0 | 0 | 0 | 0 | 0 | 0 | 0 | 0 | 0 | 0 | 0 | 0 | 0 | 0 | 0 | 0 | 0 | 0 | 0 | 0 | 0 | 0 | 0 | 0 | 0 | 0 | 0 | 0 | 0 | 0 | 0 | 0 | 0 | 0 | 0 | 0 | 0 | 0 | 0 | 0 | 0 | 0 | 0 | 0 | 0 | 0 | 0 | 0 | 0 | 0 | 0 | 0 | 0 | 0 | 0 | 0 | 0 | 0 | 0 | 0 | 0 | 0 | 0 | 0 | 0 | 0 | 0 | 0 | 0 | 0 | 0 | 0 | 0 | 0 | 0 | 0 | 0 | 0 | 0 | 0 | -17 | -20 | -20.0357 | -23.6071 | -25 | -25 | -20 | -15 | -10 | -5 | 0 | 5 | 10 | 15 | 20 | 20 | 15 | 10 | 5 | 0 | -5 | -10 | -15 | -20 | -25 | -25 | -25 | -24.2768 | -20 | #N/A | #N/A | #N/A | #N/A | #N/A | #N/A | #N/A | #N/A | #N/A | #N/A | #N/A | #N/A | #N/A | #N/A | #N/A | #N/A | #N/A | #N/A | #N/A | #N/A | #N/A | #N/A | #N/A | #N/A | #N/A | #N/A | #N/A | #N/A | #N/A | #N/A | #N/A | #N/A | #N/A | #N/A | #N/A | #N/A | #N/A | #N/A | #N/A | #N/A | #N/A | #N/A | #N/A | #N/A | #N/A | #N/A | #N/A | #N/A | #N/A | #N/A | #N/A | Cut | [10 empty] | -37.5 | -60 | -137.5 | -665 | -940 | -420 | -200 | -75 | -30
Sec. 11 | Existing | Dist. (m) | 0 | 53 | 114 | 137 | 165 | 194 | 201 | 208 | 216 | 235 | 250 | 261 | 276 | 292 | 301 | 317 | 347 | 366 | 378 | 391 | 404 | 416 | 442 | 479 | 538 | 586 | 640 |  |  |  | Cut: 4,295.0 sq.m. |  | 0 | 640 |  |  | 1 | 2 | 3 | 3 | 3 | 4 | 5 | 6 | 7 | 8 | 9 | 10 | 11 | 12 | 13 | 14 | 15 | 16 | 17 | 18 | 19 | 20 | 21 | 22 | 23 | 24 | 25 | 26 | 26 | 27 | 27 | #N/A | #N/A | #N/A | #N/A | #N/A | #N/A | #N/A | #N/A | #N/A | #N/A | #N/A | #N/A | #N/A | #N/A | #N/A | #N/A | #N/A | #N/A | #N/A | #N/A | #N/A | #N/A | #N/A | #N/A | #N/A | #N/A | #N/A | #N/A | #N/A | -17 | -20 | #N/A | #N/A | -25 | -25 | -20 | -15 | -10 | -5 | 0 | 5 | 10 | 15 | 20 | 25 | 30 | 35 | 35 | 30 | 25 | 20 | 15 | 0 | -5 | -15 | -20 | #N/A | -25 | #N/A | -22 | #N/A | #N/A | #N/A | #N/A | #N/A | #N/A | #N/A | #N/A | #N/A | #N/A | #N/A | #N/A | #N/A | #N/A | #N/A | #N/A | #N/A | #N/A | #N/A | #N/A | #N/A | #N/A | #N/A | #N/A | #N/A | #N/A | #N/A | #N/A | #N/A |  | -17 | -20 | -20.5984 | -22.2951 | -25 | -25 | -20 | -15 | -10 | -5 | 0 | 5 | 10 | 15 | 20 | 25 | 30 | 35 | 35 | 30 | 25 | 20 | 15 | 0 | -5 | -15 | -20 | -23.9167 | -25 | -24.1833 | -22 | #N/A | #N/A | #N/A | #N/A | #N/A | #N/A | #N/A | #N/A | #N/A | #N/A | #N/A | #N/A | #N/A | #N/A | #N/A | #N/A | #N/A | #N/A | #N/A | #N/A | #N/A | #N/A | #N/A | #N/A | #N/A | #N/A | #N/A | #N/A | #N/A | 1 | 2 | 3 | 4 | 4 | 5 | 6 | 7 | 8 | 9 | 10 | 11 | 12 | 13 | 14 | 15 | 16 | 17 | 18 | 19 | 20 | 21 | 22 | 23 | 24 | 25 | 26 | 27 | 28 | 29 | 29 | 30 | 31 | 32 | 33 | 34 | 35 | 36 | 37 | 38 | 39 | 40 | 41 | 42 | 43 | 44 | 45 | 46 | 47 | 48 | 49 | 50 | 51 | 52 | 53 | 54 | 55 | 56 | 57 | 58 | 59 | 60 | 61 | 62 | 63 | 64 | 65 | 66 | 67 | 68 | 69 | 70 | 71 | 72 | 73 | 74 | 75 | 76 | 77 | 78 | Dist | 0 | 53 | 60.3 | 60.3939 | 81 | 114 | 137 | 165 | 194 | 201 | 208 | 216 | 235 | 250 | 261 | 276 | 292 | 301 | 317 | 347 | 366 | 378 | 391 | 404 | 416 | 442 | 479 | 538 | 575.6 | 585.3856 | 586 | 600.7 | 640 | #N/A | #N/A | #N/A | #N/A | #N/A | #N/A | #N/A | #N/A | #N/A | #N/A | #N/A | #N/A | #N/A | #N/A | #N/A | #N/A | #N/A | #N/A | #N/A | #N/A | #N/A | #N/A | #N/A | #N/A | #N/A | #N/A | #N/A | #N/A | #N/A | #N/A | #N/A | #N/A | #N/A | #N/A | #N/A | #N/A | #N/A | #N/A | #N/A | #N/A | #N/A | #N/A | #N/A | #N/A | #N/A | #N/A | #N/A
|  | Level (m) | -17 | -20 | -25 | -25 | -20 | -15 | -10 | -5 | 0 | 5 | 10 | 15 | 20 | 25 | 30 | 35 | 35 | 30 | 25 | 20 | 15 | 0 | -5 | -15 | -20 | -25 | -22 | [7 empty] | -25 | 35 | 1 | 1 | 1 | 2 | 3 | 3 | 3 | 3 | 3 | 3 | 3 | 3 | 3 | 3 | 3 | 3 | 3 | 3 | 3 | 3 | 3 | 3 | 3 | 3 | 3 | 3 | 3 | 3 | 4 | 4 | #N/A | #N/A | #N/A | #N/A | #N/A | #N/A | #N/A | #N/A | #N/A | #N/A | #N/A | #N/A | #N/A | #N/A | #N/A | #N/A | #N/A | #N/A | #N/A | #N/A | #N/A | #N/A | #N/A | #N/A | #N/A | #N/A | #N/A | #N/A | #N/A | #N/A | #N/A | #N/A | -20.7 | 0 | #N/A | #N/A | #N/A | #N/A | #N/A | #N/A | #N/A | #N/A | #N/A | #N/A | #N/A | #N/A | #N/A | #N/A | #N/A | #N/A | #N/A | #N/A | #N/A | #N/A | #N/A | #N/A | #N/A | 0 | #N/A | -25.1 | #N/A | #N/A | #N/A | #N/A | #N/A | #N/A | #N/A | #N/A | #N/A | #N/A | #N/A | #N/A | #N/A | #N/A | #N/A | #N/A | #N/A | #N/A | #N/A | #N/A | #N/A | #N/A | #N/A | #N/A | #N/A | #N/A | #N/A | #N/A | #N/A | #N/A |  | #N/A | #N/A | -20.7 | 0 | 0 | 0 | 0 | 0 | 0 | 0 | 0 | 0 | 0 | 0 | 0 | 0 | 0 | 0 | 0 | 0 | 0 | 0 | 0 | 0 | 0 | 0 | 0 | 0 | -10.4 | -25.1 | #N/A | #N/A | #N/A | #N/A | #N/A | #N/A | #N/A | #N/A | #N/A | #N/A | #N/A | #N/A | #N/A | #N/A | #N/A | #N/A | #N/A | #N/A | #N/A | #N/A | #N/A | #N/A | #N/A | #N/A | #N/A | #N/A | #N/A | #N/A | #N/A | #N/A | 0 | 53 | 60.3 | 60.3939 | 81 | 114 | 137 | 165 | 194 | 201 | 208 | 216 | 235 | 250 | 261 | 276 | 292 | 301 | 317 | 347 | 366 | 378 | 391 | 404 | 416 | 442 | 479 | 538 | 575.6 | 585.3856 | 586 | 600.7 | 640 | #N/A | #N/A | #N/A | #N/A | #N/A | #N/A | #N/A | #N/A | #N/A | #N/A | #N/A | #N/A | #N/A | #N/A | #N/A | #N/A | #N/A | #N/A | #N/A | #N/A | #N/A | #N/A | #N/A | #N/A | #N/A | #N/A | #N/A | #N/A | #N/A | #N/A | #N/A | #N/A | #N/A | #N/A | #N/A | #N/A | #N/A | #N/A | #N/A | #N/A | #N/A | #N/A | #N/A | #N/A | #N/A | #N/A | #N/A | Diff | #N/A | #N/A | -0.10164 | 0 | 22.2951 | 25 | 25 | 20 | 15 | 10 | 5 | 0 | -5 | -10 | -15 | -20 | -25 | -30 | -35 | -35 | -30 | -25 | -20 | -15 | 0 | 5 | 15 | 20 | 23.9167 | 15.1504 | 14.6 | -0.91667 | #N/A | #N/A | #N/A | #N/A | #N/A | #N/A | #N/A | #N/A | #N/A | #N/A | #N/A | #N/A | #N/A | #N/A | #N/A | #N/A | #N/A | #N/A | #N/A | #N/A | #N/A | #N/A | #N/A | #N/A | #N/A | #N/A | #N/A | #N/A | #N/A | #N/A | #N/A | #N/A | #N/A | #N/A | #N/A | #N/A | #N/A | #N/A | #N/A | #N/A | #N/A | #N/A | #N/A | #N/A | #N/A | #N/A | #N/A | #N/A
| Proposed | Dist. (m) | 60.3 | 81 | 575.6 | 600.7 | [26 empty] | Fill: 5,376.0 sq.m. |  | 60.3 | 600.7 |  |  | 0 | 53 | 60.3 | 81 | 114 | 137 | 165 | 194 | 201 | 208 | 216 | 235 | 250 | 261 | 276 | 292 | 301 | 317 | 347 | 366 | 378 | 391 | 404 | 416 | 442 | 479 | 538 | 575.6 | 586 | 600.7 | 640 | #N/A | #N/A | #N/A | #N/A | #N/A | #N/A | #N/A | #N/A | #N/A | #N/A | #N/A | #N/A | #N/A | #N/A | #N/A | #N/A | #N/A | #N/A | #N/A | #N/A | #N/A | #N/A | #N/A | #N/A | #N/A | #N/A | #N/A | #N/A | #N/A | 1 | 1 | 0 | 0 | 1 | 1 | 1 | 1 | 1 | 1 | 1 | 1 | 1 | 1 | 1 | 1 | 1 | 1 | 1 | 1 | 1 | 1 | 1 | 1 | 1 | 1 | 1 | 0 | 1 | 0 | 1 | 0 | 0 | 0 | 0 | 0 | 0 | 0 | 0 | 0 | 0 | 0 | 0 | 0 | 0 | 0 | 0 | 0 | 0 | 0 | 0 | 0 | 0 | 0 | 0 | 0 | 0 | 0 | 0 | 0 |  | #N/A | #N/A | 0.10164 | -22.2951 | -25 | -25 | -20 | -15 | -10 | -5 | 0 | 5 | 10 | 15 | 20 | 25 | 30 | 35 | 35 | 30 | 25 | 20 | 15 | 0 | -5 | -15 | -20 | -23.9167 | -14.6 | 0.91667 | #N/A | #N/A | #N/A | #N/A | #N/A | #N/A | #N/A | #N/A | #N/A | #N/A | #N/A | #N/A | #N/A | #N/A | #N/A | #N/A | #N/A | #N/A | #N/A | #N/A | #N/A | #N/A | #N/A | #N/A | #N/A | #N/A | #N/A | #N/A | #N/A | #N/A | #N/A | #N/A | -20.7 | -20.6061 | 0 | 0 | 0 | 0 | 0 | 0 | 0 | 0 | 0 | 0 | 0 | 0 | 0 | 0 | 0 | 0 | 0 | 0 | 0 | 0 | 0 | 0 | 0 | 0 | 0 | -9.7856 | -10.4 | -25.1 | #N/A | #N/A | #N/A | #N/A | #N/A | #N/A | #N/A | #N/A | #N/A | #N/A | #N/A | #N/A | #N/A | #N/A | #N/A | #N/A | #N/A | #N/A | #N/A | #N/A | #N/A | #N/A | #N/A | #N/A | #N/A | #N/A | #N/A | #N/A | #N/A | #N/A | #N/A | #N/A | #N/A | #N/A | #N/A | #N/A | #N/A | #N/A | #N/A | #N/A | #N/A | #N/A | #N/A | #N/A | #N/A | #N/A | #N/A | #N/A | Fill |  |  |  | 229.7069 | 780.3689 | 575 | 630 | 507.5 | 87.5 | 52.5 | 20 | [13 empty] | 65 | 370 | 1032.5 | 825.6333 | 191.1474 | 9.1392 | [50 empty] | FILL= | 5375.9958 | CUT= | 4295.0048 | 1 | 1
|  | Level (m) | -20.7 | 0 | 0 | -25.1 | [30 empty] | -25.1 | 0 | [60 empty] | 0 | 0 | 1 | 1 | 0 | 0 | 0 | 0 | 0 | 0 | 0 | 0 | 0 | 0 | 0 | 0 | 0 | 0 | 0 | 0 | 0 | 0 | 0 | 0 | 0 | 0 | 0 | 1 | 0 | 1 | 0 | 0 | 0 | 0 | 0 | 0 | 0 | 0 | 0 | 0 | 0 | 0 | 0 | 0 | 0 | 0 | 0 | 0 | 0 | 0 | 0 | 0 | 0 | 0 | 0 | 0 | 0 | 0 | 0 | 0 | 0 | 0 | 0 | 1 | 0 | 0 | 0 | 0 | 0 | 0 | 0 | 0 | 0 | 0 | 0 | 0 | 0 | 0 | 0 | 0 | 0 | 0 | 0 | 0 | 0 | 0 | 0 | 0 | 0 | 1 | 0 | 0 | 0 | 0 | 0 | 0 | 0 | 0 | 0 | 0 | 0 | 0 | 0 | 0 | 0 | 0 | 0 | 0 | 0 | 0 | 0 | 0 | 0 | 0 | 0 | 0 | 0 | 0 | 0 | 0 | 0 | -17 | -20 | -20.5984 | -20.6061 | -22.2951 | -25 | -25 | -20 | -15 | -10 | -5 | 0 | 5 | 10 | 15 | 20 | 25 | 30 | 35 | 35 | 30 | 25 | 20 | 15 | 0 | -5 | -15 | -20 | -23.9167 | -24.936 | -25 | -24.1833 | -22 | #N/A | #N/A | #N/A | #N/A | #N/A | #N/A | #N/A | #N/A | #N/A | #N/A | #N/A | #N/A | #N/A | #N/A | #N/A | #N/A | #N/A | #N/A | #N/A | #N/A | #N/A | #N/A | #N/A | #N/A | #N/A | #N/A | #N/A | #N/A | #N/A | #N/A | #N/A | #N/A | #N/A | #N/A | #N/A | #N/A | #N/A | #N/A | #N/A | #N/A | #N/A | #N/A | #N/A | #N/A | #N/A | #N/A | #N/A | Cut |  |  | -0.004774 | [8 empty] | -47.5 | -112.5 | -137.5 | -262.5 | -360 | -247.5 | -520 | -1050 | -617.5 | -330 | -292.5 | -227.5 | -90
Sec. 12 | Existing | Dist. (m) | 0 | 61 | 153 | 184 | 192 | 200 | 238 | 251 | 257 | 267 | 278 | 294 | 304 | 322 | 370 | 391 | 399 | 405 | 411 | 416 | 421 | 435 | 447 | 470 | 487 | 510 | 542 | 586 | 640 |  | Cut: 4,572.5 sq.m. |  | 0 | 640 |  |  | 1 | 2 | 3 | 3 | 3 | 4 | 5 | 6 | 7 | 8 | 9 | 10 | 11 | 12 | 13 | 14 | 15 | 16 | 17 | 18 | 19 | 20 | 21 | 22 | 23 | 24 | 25 | 26 | 27 | 28 | 28 | 29 | 29 | #N/A | #N/A | #N/A | #N/A | #N/A | #N/A | #N/A | #N/A | #N/A | #N/A | #N/A | #N/A | #N/A | #N/A | #N/A | #N/A | #N/A | #N/A | #N/A | #N/A | #N/A | #N/A | #N/A | #N/A | #N/A | #N/A | #N/A | -18 | -20 | #N/A | #N/A | -20 | -15 | -10 | -5 | 0 | 5 | 10 | 15 | 20 | 25 | 30 | 35 | 35 | 30 | 25 | 20 | 15 | 10 | 5 | 0 | -5 | -10 | -15 | -15 | -15 | #N/A | -20 | #N/A | -22 | #N/A | #N/A | #N/A | #N/A | #N/A | #N/A | #N/A | #N/A | #N/A | #N/A | #N/A | #N/A | #N/A | #N/A | #N/A | #N/A | #N/A | #N/A | #N/A | #N/A | #N/A | #N/A | #N/A | #N/A | #N/A | #N/A | #N/A |  | -18 | -20 | -20 | -20 | -20 | -15 | -10 | -5 | 0 | 5 | 10 | 15 | 20 | 25 | 30 | 35 | 35 | 30 | 25 | 20 | 15 | 10 | 5 | 0 | -5 | -10 | -15 | -15 | -15 | -18.8295 | -20 | -20.4 | -22 | #N/A | #N/A | #N/A | #N/A | #N/A | #N/A | #N/A | #N/A | #N/A | #N/A | #N/A | #N/A | #N/A | #N/A | #N/A | #N/A | #N/A | #N/A | #N/A | #N/A | #N/A | #N/A | #N/A | #N/A | #N/A | #N/A | #N/A | 1 | 2 | 3 | 4 | 4 | 5 | 6 | 7 | 8 | 9 | 10 | 11 | 12 | 13 | 14 | 15 | 16 | 17 | 18 | 19 | 20 | 21 | 22 | 23 | 24 | 25 | 26 | 27 | 28 | 29 | 30 | 31 | 31 | 32 | 33 | 34 | 35 | 36 | 37 | 38 | 39 | 40 | 41 | 42 | 43 | 44 | 45 | 46 | 47 | 48 | 49 | 50 | 51 | 52 | 53 | 54 | 55 | 56 | 57 | 58 | 59 | 60 | 61 | 62 | 63 | 64 | 65 | 66 | 67 | 68 | 69 | 70 | 71 | 72 | 73 | 74 | 75 | 76 | 77 | 78 | Dist | 0 | 61 | 62.6 | 62.8 | 82.8 | 153 | 184 | 192 | 200 | 238 | 251 | 257 | 267 | 278 | 294 | 304 | 322 | 370 | 391 | 399 | 405 | 411 | 416 | 421 | 435 | 447 | 470 | 487 | 510 | 542 | 575.7 | 585.4028 | 586 | 596.8 | 640 | #N/A | #N/A | #N/A | #N/A | #N/A | #N/A | #N/A | #N/A | #N/A | #N/A | #N/A | #N/A | #N/A | #N/A | #N/A | #N/A | #N/A | #N/A | #N/A | #N/A | #N/A | #N/A | #N/A | #N/A | #N/A | #N/A | #N/A | #N/A | #N/A | #N/A | #N/A | #N/A | #N/A | #N/A | #N/A | #N/A | #N/A | #N/A | #N/A | #N/A | #N/A | #N/A | #N/A | #N/A | #N/A
|  | Level (m) | -18 | -20 | -20 | -15 | -10 | -5 | 0 | 5 | 10 | 15 | 20 | 25 | 30 | 35 | 35 | 30 | 25 | 20 | 15 | 10 | 5 | 0 | -5 | -10 | -15 | -15 | -15 | -20 | -22 | [5 empty] | -22 | 35 | 1 | 1 | 1 | 2 | 3 | 3 | 3 | 3 | 3 | 3 | 3 | 3 | 3 | 3 | 3 | 3 | 3 | 3 | 3 | 3 | 3 | 3 | 3 | 3 | 3 | 3 | 3 | 3 | 3 | 3 | 4 | 4 | #N/A | #N/A | #N/A | #N/A | #N/A | #N/A | #N/A | #N/A | #N/A | #N/A | #N/A | #N/A | #N/A | #N/A | #N/A | #N/A | #N/A | #N/A | #N/A | #N/A | #N/A | #N/A | #N/A | #N/A | #N/A | #N/A | #N/A | #N/A | #N/A | #N/A | -20.2 | 0 | #N/A | #N/A | #N/A | #N/A | #N/A | #N/A | #N/A | #N/A | #N/A | #N/A | #N/A | #N/A | #N/A | #N/A | #N/A | #N/A | #N/A | #N/A | #N/A | #N/A | #N/A | #N/A | #N/A | #N/A | #N/A | 0 | #N/A | -21 | #N/A | #N/A | #N/A | #N/A | #N/A | #N/A | #N/A | #N/A | #N/A | #N/A | #N/A | #N/A | #N/A | #N/A | #N/A | #N/A | #N/A | #N/A | #N/A | #N/A | #N/A | #N/A | #N/A | #N/A | #N/A | #N/A | #N/A | #N/A |  | #N/A | #N/A | -20.2 | 0 | 0 | 0 | 0 | 0 | 0 | 0 | 0 | 0 | 0 | 0 | 0 | 0 | 0 | 0 | 0 | 0 | 0 | 0 | 0 | 0 | 0 | 0 | 0 | 0 | 0 | 0 | -10.2512 | -21 | #N/A | #N/A | #N/A | #N/A | #N/A | #N/A | #N/A | #N/A | #N/A | #N/A | #N/A | #N/A | #N/A | #N/A | #N/A | #N/A | #N/A | #N/A | #N/A | #N/A | #N/A | #N/A | #N/A | #N/A | #N/A | #N/A | #N/A | #N/A | 0 | 61 | 62.6 | 62.8 | 82.8 | 153 | 184 | 192 | 200 | 238 | 251 | 257 | 267 | 278 | 294 | 304 | 322 | 370 | 391 | 399 | 405 | 411 | 416 | 421 | 435 | 447 | 470 | 487 | 510 | 542 | 575.7 | 585.4028 | 586 | 596.8 | 640 | #N/A | #N/A | #N/A | #N/A | #N/A | #N/A | #N/A | #N/A | #N/A | #N/A | #N/A | #N/A | #N/A | #N/A | #N/A | #N/A | #N/A | #N/A | #N/A | #N/A | #N/A | #N/A | #N/A | #N/A | #N/A | #N/A | #N/A | #N/A | #N/A | #N/A | #N/A | #N/A | #N/A | #N/A | #N/A | #N/A | #N/A | #N/A | #N/A | #N/A | #N/A | #N/A | #N/A | #N/A | #N/A | Diff | #N/A | #N/A | -0.2 | 0 | 20 | 20 | 15 | 10 | 5 | 0 | -5 | -10 | -15 | -20 | -25 | -30 | -35 | -35 | -30 | -25 | -20 | -15 | -10 | -5 | 0 | 5 | 10 | 15 | 15 | 15 | 18.8295 | 10.2753 | 9.7488 | -0.6 | #N/A | #N/A | #N/A | #N/A | #N/A | #N/A | #N/A | #N/A | #N/A | #N/A | #N/A | #N/A | #N/A | #N/A | #N/A | #N/A | #N/A | #N/A | #N/A | #N/A | #N/A | #N/A | #N/A | #N/A | #N/A | #N/A | #N/A | #N/A | #N/A | #N/A | #N/A | #N/A | #N/A | #N/A | #N/A | #N/A | #N/A | #N/A | #N/A | #N/A | #N/A | #N/A | #N/A | #N/A | #N/A | #N/A
| Proposed | Dist. (m) | 62.6 | 82.8 | 575.7 | 596.8 | [26 empty] | Fill: 4,358.7 sq.m. |  | 62.6 | 596.8 |  |  | 0 | 61 | 62.6 | 82.8 | 153 | 184 | 192 | 200 | 238 | 251 | 257 | 267 | 278 | 294 | 304 | 322 | 370 | 391 | 399 | 405 | 411 | 416 | 421 | 435 | 447 | 470 | 487 | 510 | 542 | 575.7 | 586 | 596.8 | 640 | #N/A | #N/A | #N/A | #N/A | #N/A | #N/A | #N/A | #N/A | #N/A | #N/A | #N/A | #N/A | #N/A | #N/A | #N/A | #N/A | #N/A | #N/A | #N/A | #N/A | #N/A | #N/A | #N/A | #N/A | #N/A | #N/A | #N/A | 1 | 1 | 0 | 0 | 1 | 1 | 1 | 1 | 1 | 1 | 1 | 1 | 1 | 1 | 1 | 1 | 1 | 1 | 1 | 1 | 1 | 1 | 1 | 1 | 1 | 1 | 1 | 1 | 1 | 0 | 1 | 0 | 1 | 0 | 0 | 0 | 0 | 0 | 0 | 0 | 0 | 0 | 0 | 0 | 0 | 0 | 0 | 0 | 0 | 0 | 0 | 0 | 0 | 0 | 0 | 0 | 0 | 0 | 0 | 0 |  | #N/A | #N/A | 0.2 | -20 | -20 | -15 | -10 | -5 | 0 | 5 | 10 | 15 | 20 | 25 | 30 | 35 | 35 | 30 | 25 | 20 | 15 | 10 | 5 | 0 | -5 | -10 | -15 | -15 | -15 | -18.8295 | -9.7488 | 0.6 | #N/A | #N/A | #N/A | #N/A | #N/A | #N/A | #N/A | #N/A | #N/A | #N/A | #N/A | #N/A | #N/A | #N/A | #N/A | #N/A | #N/A | #N/A | #N/A | #N/A | #N/A | #N/A | #N/A | #N/A | #N/A | #N/A | #N/A | #N/A | #N/A | #N/A | -20.2 | -20 | 0 | 0 | 0 | 0 | 0 | 0 | 0 | 0 | 0 | 0 | 0 | 0 | 0 | 0 | 0 | 0 | 0 | 0 | 0 | 0 | 0 | 0 | 0 | 0 | 0 | 0 | 0 | -9.6568 | -10.2512 | -21 | #N/A | #N/A | #N/A | #N/A | #N/A | #N/A | #N/A | #N/A | #N/A | #N/A | #N/A | #N/A | #N/A | #N/A | #N/A | #N/A | #N/A | #N/A | #N/A | #N/A | #N/A | #N/A | #N/A | #N/A | #N/A | #N/A | #N/A | #N/A | #N/A | #N/A | #N/A | #N/A | #N/A | #N/A | #N/A | #N/A | #N/A | #N/A | #N/A | #N/A | #N/A | #N/A | #N/A | #N/A | #N/A | #N/A | Fill |  |  |  | 200 | 1404 | 542.5 | 100 | 60 | 95 | [15 empty] | 30 | 172.5 | 212.5 | 345 | 480 | 570.0278 | 141.1997 | 5.9789 | [48 empty] | FILL= | 4358.7064 | CUT= | 4572.52 | 1 | 1
|  | Level (m) | -20.2 | 0 | 0 | -21 | [30 empty] | -21 | 0 | [60 empty] | 0 | 0 | 1 | 1 | 0 | 0 | 0 | 0 | 0 | 0 | 0 | 0 | 0 | 0 | 0 | 0 | 0 | 0 | 0 | 0 | 0 | 0 | 0 | 0 | 0 | 0 | 0 | 0 | 0 | 1 | 0 | 1 | 0 | 0 | 0 | 0 | 0 | 0 | 0 | 0 | 0 | 0 | 0 | 0 | 0 | 0 | 0 | 0 | 0 | 0 | 0 | 0 | 0 | 0 | 0 | 0 | 0 | 0 | 0 | 0 | 0 | 0 | 0 | 1 | 0 | 0 | 0 | 0 | 0 | 0 | 0 | 0 | 0 | 0 | 0 | 0 | 0 | 0 | 0 | 0 | 0 | 0 | 0 | 0 | 0 | 0 | 0 | 0 | 0 | 0 | 0 | 1 | 0 | 0 | 0 | 0 | 0 | 0 | 0 | 0 | 0 | 0 | 0 | 0 | 0 | 0 | 0 | 0 | 0 | 0 | 0 | 0 | 0 | 0 | 0 | 0 | 0 | 0 | 0 | 0 | 0 | -18 | -20 | -20 | -20 | -20 | -20 | -15 | -10 | -5 | 0 | 5 | 10 | 15 | 20 | 25 | 30 | 35 | 35 | 30 | 25 | 20 | 15 | 10 | 5 | 0 | -5 | -10 | -15 | -15 | -15 | -18.8295 | -19.9321 | -20 | -20.4 | -22 | #N/A | #N/A | #N/A | #N/A | #N/A | #N/A | #N/A | #N/A | #N/A | #N/A | #N/A | #N/A | #N/A | #N/A | #N/A | #N/A | #N/A | #N/A | #N/A | #N/A | #N/A | #N/A | #N/A | #N/A | #N/A | #N/A | #N/A | #N/A | #N/A | #N/A | #N/A | #N/A | #N/A | #N/A | #N/A | #N/A | #N/A | #N/A | #N/A | #N/A | #N/A | #N/A | #N/A | #N/A | #N/A | Cut |  |  | -0.02 | [6 empty] | -32.5 | -45 | -125 | -192.5 | -360 | -275 | -585 | -1680 | -682.5 | -220 | -135 | -105 | -62.5 | -37.5 | -35
Sec. 13 | Existing | Dist. (m) | 0 | 54 | 158 | 191 | 217 | 232 | 247 | 250 | 264 | 264 | 275 | 292 | 304 | 325 | 378 | 399 | 405 | 411 | 417 | 423 | 431 | 441 | 455 | 464 | 516 | 538 | 587 | 625 | 640 |  | Cut: 150.2 sq.m. |  | 0 | 640 |  |  | 1 | 2 | 3 | 4 | 5 | 6 | 7 | 8 | 9 | 10 | 11 | 12 | 13 | 14 | 14 | 15 | 15 | 16 | 16 | 17 | 18 | 19 | 20 | 21 | 22 | 23 | 24 | 25 | 26 | 27 | 28 | 29 | #N/A | #N/A | #N/A | #N/A | #N/A | #N/A | #N/A | #N/A | #N/A | #N/A | #N/A | #N/A | #N/A | #N/A | #N/A | #N/A | #N/A | #N/A | #N/A | #N/A | #N/A | #N/A | #N/A | #N/A | #N/A | #N/A | #N/A | #N/A | -20 | -20 | -20 | -15 | -10 | -5 | 0 | 5 | 10 | 10 | 20 | 25 | 30 | #N/A | 35 | #N/A | 35 | #N/A | 30 | 25 | 20 | 15 | 10 | 5 | 0 | -5 | -10 | -10 | -10 | -15 | -20 | -20 | #N/A | #N/A | #N/A | #N/A | #N/A | #N/A | #N/A | #N/A | #N/A | #N/A | #N/A | #N/A | #N/A | #N/A | #N/A | #N/A | #N/A | #N/A | #N/A | #N/A | #N/A | #N/A | #N/A | #N/A | #N/A | #N/A | #N/A | #N/A |  | -20 | -20 | -20 | -15 | -10 | -5 | 0 | 5 | 10 | 10 | 20 | 25 | 30 | 32.381 | 35 | 35 | 35 | 31.2857 | 30 | 25 | 20 | 15 | 10 | 5 | 0 | -5 | -10 | -10 | -10 | -15 | -20 | -20 | #N/A | #N/A | #N/A | #N/A | #N/A | #N/A | #N/A | #N/A | #N/A | #N/A | #N/A | #N/A | #N/A | #N/A | #N/A | #N/A | #N/A | #N/A | #N/A | #N/A | #N/A | #N/A | #N/A | #N/A | #N/A | #N/A | #N/A | #N/A | 1 | 2 | 3 | 4 | 5 | 6 | 7 | 8 | 9 | 10 | 11 | 12 | 13 | 14 | 15 | 15 | 16 | 17 | 17 | 18 | 19 | 20 | 21 | 22 | 23 | 24 | 25 | 26 | 27 | 28 | 29 | 30 | 31 | 32 | 33 | 34 | 35 | 36 | 37 | 38 | 39 | 40 | 41 | 42 | 43 | 44 | 45 | 46 | 47 | 48 | 49 | 50 | 51 | 52 | 53 | 54 | 55 | 56 | 57 | 58 | 59 | 60 | 61 | 62 | 63 | 64 | 65 | 66 | 67 | 68 | 69 | 70 | 71 | 72 | 73 | 74 | 75 | 76 | 77 | 78 | Dist | 0 | 54 | 158 | 191 | 217 | 232 | 247 | 250 | 264 | 264 | 275 | 292 | 304 | 314 | 316.4342 | 325 | 351 | 377.0784 | 378 | 393.6 | 399 | 405 | 411 | 417 | 423 | 431 | 441 | 455 | 464 | 516 | 538 | 587 | 625 | 640 | #N/A | #N/A | #N/A | #N/A | #N/A | #N/A | #N/A | #N/A | #N/A | #N/A | #N/A | #N/A | #N/A | #N/A | #N/A | #N/A | #N/A | #N/A | #N/A | #N/A | #N/A | #N/A | #N/A | #N/A | #N/A | #N/A | #N/A | #N/A | #N/A | #N/A | #N/A | #N/A | #N/A | #N/A | #N/A | #N/A | #N/A | #N/A | #N/A | #N/A | #N/A | #N/A | #N/A | #N/A | #N/A | #N/A
|  | Level (m) | -20 | -20 | -20 | -15 | -10 | -5 | 0 | 5 | 10 | 15 | 20 | 25 | 30 | 35 | 35 | 30 | 25 | 20 | 15 | 10 | 5 | 0 | -5 | -10 | -10 | -10 | -15 | -20 | -20 | [5 empty] | -20 | 35 | 1 | 1 | 1 | 1 | 1 | 1 | 1 | 1 | 1 | 1 | 1 | 1 | 1 | 1 | 2 | 2 | 3 | 3 | #N/A | #N/A | #N/A | #N/A | #N/A | #N/A | #N/A | #N/A | #N/A | #N/A | #N/A | #N/A | #N/A | #N/A | #N/A | #N/A | #N/A | #N/A | #N/A | #N/A | #N/A | #N/A | #N/A | #N/A | #N/A | #N/A | #N/A | #N/A | #N/A | #N/A | #N/A | #N/A | #N/A | #N/A | #N/A | #N/A | #N/A | #N/A | #N/A | #N/A | #N/A | #N/A | #N/A | #N/A | #N/A | #N/A | #N/A | #N/A | #N/A | #N/A | #N/A | #N/A | #N/A | #N/A | #N/A | 33 | #N/A | 32.4 | #N/A | 31.4 | #N/A | #N/A | #N/A | #N/A | #N/A | #N/A | #N/A | #N/A | #N/A | #N/A | #N/A | #N/A | #N/A | #N/A | #N/A | #N/A | #N/A | #N/A | #N/A | #N/A | #N/A | #N/A | #N/A | #N/A | #N/A | #N/A | #N/A | #N/A | #N/A | #N/A | #N/A | #N/A | #N/A | #N/A | #N/A | #N/A | #N/A | #N/A | #N/A | #N/A | #N/A | #N/A |  | #N/A | #N/A | #N/A | #N/A | #N/A | #N/A | #N/A | #N/A | #N/A | #N/A | #N/A | #N/A | #N/A | 33 | 32.8216 | 32.4 | 31.7662 | 31.4 | #N/A | #N/A | #N/A | #N/A | #N/A | #N/A | #N/A | #N/A | #N/A | #N/A | #N/A | #N/A | #N/A | #N/A | #N/A | #N/A | #N/A | #N/A | #N/A | #N/A | #N/A | #N/A | #N/A | #N/A | #N/A | #N/A | #N/A | #N/A | #N/A | #N/A | #N/A | #N/A | #N/A | #N/A | #N/A | #N/A | #N/A | #N/A | #N/A | #N/A | #N/A | #N/A | 0 | 54 | 158 | 191 | 217 | 232 | 247 | 250 | 264 | 264 | 275 | 292 | 304 | 314 | 316.4342 | 325 | 351 | 377.0784 | 378 | 393.6 | 399 | 405 | 411 | 417 | 423 | 431 | 441 | 455 | 464 | 516 | 538 | 587 | 625 | 640 | #N/A | #N/A | #N/A | #N/A | #N/A | #N/A | #N/A | #N/A | #N/A | #N/A | #N/A | #N/A | #N/A | #N/A | #N/A | #N/A | #N/A | #N/A | #N/A | #N/A | #N/A | #N/A | #N/A | #N/A | #N/A | #N/A | #N/A | #N/A | #N/A | #N/A | #N/A | #N/A | #N/A | #N/A | #N/A | #N/A | #N/A | #N/A | #N/A | #N/A | #N/A | #N/A | #N/A | #N/A | #N/A | #N/A | Diff | #N/A | #N/A | #N/A | #N/A | #N/A | #N/A | #N/A | #N/A | #N/A | #N/A | #N/A | #N/A | #N/A | 0.61905 | 0 | -2.1784 | -2.6 | -3.2122 | -3.2338 | 0.11429 | #N/A | #N/A | #N/A | #N/A | #N/A | #N/A | #N/A | #N/A | #N/A | #N/A | #N/A | #N/A | #N/A | #N/A | #N/A | #N/A | #N/A | #N/A | #N/A | #N/A | #N/A | #N/A | #N/A | #N/A | #N/A | #N/A | #N/A | #N/A | #N/A | #N/A | #N/A | #N/A | #N/A | #N/A | #N/A | #N/A | #N/A | #N/A | #N/A | #N/A | #N/A | #N/A | #N/A | #N/A | #N/A | #N/A | #N/A | #N/A | #N/A | #N/A | #N/A | #N/A | #N/A | #N/A | #N/A | #N/A | #N/A | #N/A | #N/A | #N/A
| Proposed | Dist. (m) | 314 | 351 | 393.6 | [27 empty] | Fill: 0.8 sq.m. |  | 314 | 393.6 |  |  | 0 | 54 | 158 | 191 | 217 | 232 | 247 | 250 | 264 | 264 | 275 | 292 | 304 | 314 | 325 | 351 | 378 | 393.6 | 399 | 405 | 411 | 417 | 423 | 431 | 441 | 455 | 464 | 516 | 538 | 587 | 625 | 640 | #N/A | #N/A | #N/A | #N/A | #N/A | #N/A | #N/A | #N/A | #N/A | #N/A | #N/A | #N/A | #N/A | #N/A | #N/A | #N/A | #N/A | #N/A | #N/A | #N/A | #N/A | #N/A | #N/A | #N/A | #N/A | #N/A | #N/A | #N/A | 1 | 1 | 1 | 1 | 1 | 1 | 1 | 1 | 1 | 1 | 1 | 1 | 1 | 0 | 1 | 0 | 1 | 0 | 1 | 1 | 1 | 1 | 1 | 1 | 1 | 1 | 1 | 1 | 1 | 1 | 1 | 1 | 0 | 0 | 0 | 0 | 0 | 0 | 0 | 0 | 0 | 0 | 0 | 0 | 0 | 0 | 0 | 0 | 0 | 0 | 0 | 0 | 0 | 0 | 0 | 0 | 0 | 0 | 0 | 0 |  | #N/A | #N/A | #N/A | #N/A | #N/A | #N/A | #N/A | #N/A | #N/A | #N/A | #N/A | #N/A | #N/A | -0.61905 | 2.1784 | 2.6 | 3.2338 | -0.11429 | #N/A | #N/A | #N/A | #N/A | #N/A | #N/A | #N/A | #N/A | #N/A | #N/A | #N/A | #N/A | #N/A | #N/A | #N/A | #N/A | #N/A | #N/A | #N/A | #N/A | #N/A | #N/A | #N/A | #N/A | #N/A | #N/A | #N/A | #N/A | #N/A | #N/A | #N/A | #N/A | #N/A | #N/A | #N/A | #N/A | #N/A | #N/A | #N/A | #N/A | #N/A | #N/A | #N/A | #N/A | #N/A | #N/A | #N/A | #N/A | #N/A | #N/A | #N/A | #N/A | #N/A | #N/A | #N/A | 33 | 32.9605 | 32.8216 | 32.4 | 31.7878 | 31.7662 | 31.4 | #N/A | #N/A | #N/A | #N/A | #N/A | #N/A | #N/A | #N/A | #N/A | #N/A | #N/A | #N/A | #N/A | #N/A | #N/A | #N/A | #N/A | #N/A | #N/A | #N/A | #N/A | #N/A | #N/A | #N/A | #N/A | #N/A | #N/A | #N/A | #N/A | #N/A | #N/A | #N/A | #N/A | #N/A | #N/A | #N/A | #N/A | #N/A | #N/A | #N/A | #N/A | #N/A | #N/A | #N/A | #N/A | #N/A | #N/A | #N/A | #N/A | #N/A | #N/A | #N/A | #N/A | #N/A | #N/A | #N/A | #N/A | #N/A | #N/A | #N/A | Fill | [13 empty] | 0.75345 | [66 empty] | FILL= | 0.75345 | CUT= | 150.205 | 0.5 | 0.5
|  | Level (m) | 33 | 32.4 | 31.4 | [31 empty] | 31.4 | 33 | [60 empty] | 0 | 0 | 0 | 0 | 0 | 0 | 0 | 0 | 0 | 0 | 0 | 0 | 0 | 1 | 0 | 1 | 0 | 1 | 0 | 0 | 0 | 0 | 0 | 0 | 0 | 0 | 0 | 0 | 0 | 0 | 0 | 0 | 0 | 0 | 0 | 0 | 0 | 0 | 0 | 0 | 0 | 0 | 0 | 0 | 0 | 0 | 0 | 0 | 0 | 0 | 0 | 0 | 0 | 0 | 0 | 0 | 0 | 0 | 0 | 0 | 0 | 0 | 0 | 0 | 0 | 0 | 0 | 0 | 0 | 0 | 0 | 0 | 0 | 0 | 1 | 0 | 0 | 1 | 0 | 0 | 0 | 0 | 0 | 0 | 0 | 0 | 0 | 0 | 0 | 0 | 0 | 0 | 0 | 0 | 0 | 0 | 0 | 0 | 0 | 0 | 0 | 0 | 0 | 0 | 0 | 0 | 0 | 0 | 0 | 0 | 0 | 0 | 0 | 0 | 0 | 0 | 0 | 0 | 0 | 0 | 0 | -20 | -20 | -20 | -15 | -10 | -5 | 0 | 5 | 10 | 10 | 20 | 25 | 30 | 32.381 | 32.9605 | 35 | 35 | 35 | 35 | 31.2857 | 30 | 25 | 20 | 15 | 10 | 5 | 0 | -5 | -10 | -10 | -10 | -15 | -20 | -20 | #N/A | #N/A | #N/A | #N/A | #N/A | #N/A | #N/A | #N/A | #N/A | #N/A | #N/A | #N/A | #N/A | #N/A | #N/A | #N/A | #N/A | #N/A | #N/A | #N/A | #N/A | #N/A | #N/A | #N/A | #N/A | #N/A | #N/A | #N/A | #N/A | #N/A | #N/A | #N/A | #N/A | #N/A | #N/A | #N/A | #N/A | #N/A | #N/A | #N/A | #N/A | #N/A | #N/A | #N/A | #N/A | #N/A | Cut | [14 empty] | -9.3298 | -62.1189 | -75.7859 | -2.9704
Sec. 14 | Existing | Dist. (m) | [30 empty] | Cut: 0.0 sq.m. |  | 0 | 0 |  |  | #N/A | #N/A | #N/A | #N/A | #N/A | #N/A | #N/A | #N/A | #N/A | #N/A | #N/A | #N/A | #N/A | #N/A | #N/A | #N/A | #N/A | #N/A | #N/A | #N/A | #N/A | #N/A | #N/A | #N/A | #N/A | #N/A | #N/A | #N/A | #N/A | #N/A | #N/A | #N/A | #N/A | #N/A | #N/A | #N/A | #N/A | #N/A | #N/A | #N/A | #N/A | #N/A | #N/A | #N/A | #N/A | #N/A | #N/A | #N/A | #N/A | #N/A | #N/A | #N/A | #N/A | #N/A | #N/A | #N/A | #N/A | #N/A | #N/A | #N/A | #N/A | #N/A | #N/A | #N/A | #N/A | #N/A | #N/A | #N/A | #N/A | #N/A | #N/A | #N/A | #N/A | #N/A | #N/A | #N/A | #N/A | #N/A | #N/A | #N/A | #N/A | #N/A | #N/A | #N/A | #N/A | #N/A | #N/A | #N/A | #N/A | #N/A | #N/A | #N/A | #N/A | #N/A | #N/A | #N/A | #N/A | #N/A | #N/A | #N/A | #N/A | #N/A | #N/A | #N/A | #N/A | #N/A | #N/A | #N/A | #N/A | #N/A | #N/A | #N/A | #N/A | #N/A | #N/A | #N/A | #N/A | #N/A | #N/A | #N/A |  | #N/A | #N/A | #N/A | #N/A | #N/A | #N/A | #N/A | #N/A | #N/A | #N/A | #N/A | #N/A | #N/A | #N/A | #N/A | #N/A | #N/A | #N/A | #N/A | #N/A | #N/A | #N/A | #N/A | #N/A | #N/A | #N/A | #N/A | #N/A | #N/A | #N/A | #N/A | #N/A | #N/A | #N/A | #N/A | #N/A | #N/A | #N/A | #N/A | #N/A | #N/A | #N/A | #N/A | #N/A | #N/A | #N/A | #N/A | #N/A | #N/A | #N/A | #N/A | #N/A | #N/A | #N/A | #N/A | #N/A | #N/A | #N/A | #N/A | #N/A | 1 | 2 | 3 | 4 | 5 | 6 | 7 | 8 | 9 | 10 | 11 | 12 | 13 | 14 | 15 | 16 | 17 | 18 | 19 | 20 | 21 | 22 | 23 | 24 | 25 | 26 | 27 | 28 | 29 | 30 | 31 | 32 | 33 | 34 | 35 | 36 | 37 | 38 | 39 | 40 | 41 | 42 | 43 | 44 | 45 | 46 | 47 | 48 | 49 | 50 | 51 | 52 | 53 | 54 | 55 | 56 | 57 | 58 | 59 | 60 | 61 | 62 | 63 | #N/A | #N/A | #N/A | #N/A | #N/A | #N/A | #N/A | #N/A | #N/A | #N/A | #N/A | #N/A | #N/A | #N/A | #N/A | #N/A | #N/A | Dist | #N/A | #N/A | #N/A | #N/A | #N/A | #N/A | #N/A | #N/A | #N/A | #N/A | #N/A | #N/A | #N/A | #N/A | #N/A | #N/A | #N/A | #N/A | #N/A | #N/A | #N/A | #N/A | #N/A | #N/A | #N/A | #N/A | #N/A | #N/A | #N/A | #N/A | #N/A | #N/A | #N/A | #N/A | #N/A | #N/A | #N/A | #N/A | #N/A | #N/A | #N/A | #N/A | #N/A | #N/A | #N/A | #N/A | #N/A | #N/A | #N/A | #N/A | #N/A | #N/A | #N/A | #N/A | #N/A | #N/A | #N/A | #N/A | #N/A | #N/A | #VALUE! | #VALUE! | #N/A | #N/A | #N/A | #N/A | #N/A | #N/A | #N/A | #N/A | #N/A | #N/A | #N/A | #N/A | #N/A | #N/A | #N/A | #N/A | #N/A | #N/A
|  | Level (m) | [34 empty] | 0 | 0 | #N/A | #N/A | #N/A | #N/A | #N/A | #N/A | #N/A | #N/A | #N/A | #N/A | #N/A | #N/A | #N/A | #N/A | #N/A | #N/A | #N/A | #N/A | #N/A | #N/A | #N/A | #N/A | #N/A | #N/A | #N/A | #N/A | #N/A | #N/A | #N/A | #N/A | #N/A | #N/A | #N/A | #N/A | #N/A | #N/A | #N/A | #N/A | #N/A | #N/A | #N/A | #N/A | #N/A | #N/A | #N/A | #N/A | #N/A | #N/A | #N/A | #N/A | #N/A | #N/A | #N/A | #N/A | #N/A | #N/A | #N/A | #N/A | #N/A | #N/A | #N/A | #N/A | #N/A | #N/A | #N/A | #N/A | #N/A | #N/A | #N/A | #N/A | #N/A | #N/A | #N/A | #N/A | #N/A | #N/A | #N/A | #N/A | #N/A | #N/A | #N/A | #N/A | #N/A | #N/A | #N/A | #N/A | #N/A | #N/A | #N/A | #N/A | #N/A | #N/A | #N/A | #N/A | #N/A | #N/A | #N/A | #N/A | #N/A | #N/A | #N/A | #N/A | #N/A | #N/A | #N/A | #N/A | #N/A | #N/A | #N/A | #N/A | #N/A | #N/A | #N/A | #N/A | #N/A | #N/A | #N/A | #N/A | #N/A | #N/A |  | #N/A | #N/A | #N/A | #N/A | #N/A | #N/A | #N/A | #N/A | #N/A | #N/A | #N/A | #N/A | #N/A | #N/A | #N/A | #N/A | #N/A | #N/A | #N/A | #N/A | #N/A | #N/A | #N/A | #N/A | #N/A | #N/A | #N/A | #N/A | #N/A | #N/A | #N/A | #N/A | #N/A | #N/A | #N/A | #N/A | #N/A | #N/A | #N/A | #N/A | #N/A | #N/A | #N/A | #N/A | #N/A | #N/A | #N/A | #N/A | #N/A | #N/A | #N/A | #N/A | #N/A | #N/A | #N/A | #N/A | #N/A | #N/A | #N/A | #N/A | #N/A | #N/A | #N/A | #N/A | #N/A | #N/A | #N/A | #N/A | #N/A | #N/A | #N/A | #N/A | #N/A | #N/A | #N/A | #N/A | #N/A | #N/A | #N/A | #N/A | #N/A | #N/A | #N/A | #N/A | #N/A | #N/A | #N/A | #N/A | #N/A | #N/A | #N/A | #N/A | #N/A | #N/A | #N/A | #N/A | #N/A | #N/A | #N/A | #N/A | #N/A | #N/A | #N/A | #N/A | #N/A | #N/A | #N/A | #N/A | #N/A | #N/A | #N/A | #N/A | #N/A | #N/A | #N/A | #N/A | #N/A | #N/A | #N/A | #N/A | #VALUE! | #VALUE! | #N/A | #N/A | #N/A | #N/A | #N/A | #N/A | #N/A | #N/A | #N/A | #N/A | #N/A | #N/A | #N/A | #N/A | #N/A | #N/A | #N/A | #N/A | Diff | #N/A | #N/A | #N/A | #N/A | #N/A | #N/A | #N/A | #N/A | #N/A | #N/A | #N/A | #N/A | #N/A | #N/A | #N/A | #N/A | #N/A | #N/A | #N/A | #N/A | #N/A | #N/A | #N/A | #N/A | #N/A | #N/A | #N/A | #N/A | #N/A | #N/A | #N/A | #N/A | #N/A | #N/A | #N/A | #N/A | #N/A | #N/A | #N/A | #N/A | #N/A | #N/A | #N/A | #N/A | #N/A | #N/A | #N/A | #N/A | #N/A | #N/A | #N/A | #N/A | #N/A | #N/A | #N/A | #N/A | #N/A | #N/A | #N/A | #N/A | #VALUE! | #N/A | #N/A | #N/A | #N/A | #N/A | #N/A | #N/A | #N/A | #N/A | #N/A | #N/A | #N/A | #N/A | #N/A | #N/A | #N/A | #N/A | #N/A | #N/A
| Proposed | Dist. (m) | [30 empty] | Fill: 0.0 sq.m. |  | 0 | 0 |  |  | #N/A | #N/A | #N/A | #N/A | #N/A | #N/A | #N/A | #N/A | #N/A | #N/A | #N/A | #N/A | #N/A | #N/A | #N/A | #N/A | #N/A | #N/A | #N/A | #N/A | #N/A | #N/A | #N/A | #N/A | #N/A | #N/A | #N/A | #N/A | #N/A | #N/A | #N/A | #N/A | #N/A | #N/A | #N/A | #N/A | #N/A | #N/A | #N/A | #N/A | #N/A | #N/A | #N/A | #N/A | #N/A | #N/A | #N/A | #N/A | #N/A | #N/A | #N/A | #N/A | #N/A | #N/A | #N/A | #N/A | #N/A | #N/A | #N/A | #N/A | 0 | 0 | 0 | 0 | 0 | 0 | 0 | 0 | 0 | 0 | 0 | 0 | 0 | 0 | 0 | 0 | 0 | 0 | 0 | 0 | 0 | 0 | 0 | 0 | 0 | 0 | 0 | 0 | 0 | 0 | 0 | 0 | 0 | 0 | 0 | 0 | 0 | 0 | 0 | 0 | 0 | 0 | 0 | 0 | 0 | 0 | 0 | 0 | 0 | 0 | 0 | 0 | 0 | 0 | 0 | 0 | 0 | 0 | 0 | 0 |  | #N/A | #N/A | #N/A | #N/A | #N/A | #N/A | #N/A | #N/A | #N/A | #N/A | #N/A | #N/A | #N/A | #N/A | #N/A | #N/A | #N/A | #N/A | #N/A | #N/A | #N/A | #N/A | #N/A | #N/A | #N/A | #N/A | #N/A | #N/A | #N/A | #N/A | #N/A | #N/A | #N/A | #N/A | #N/A | #N/A | #N/A | #N/A | #N/A | #N/A | #N/A | #N/A | #N/A | #N/A | #N/A | #N/A | #N/A | #N/A | #N/A | #N/A | #N/A | #N/A | #N/A | #N/A | #N/A | #N/A | #N/A | #N/A | #N/A | #N/A | #N/A | #N/A | #N/A | #N/A | #N/A | #N/A | #N/A | #N/A | #N/A | #N/A | #N/A | #N/A | #N/A | #N/A | #N/A | #N/A | #N/A | #N/A | #N/A | #N/A | #N/A | #N/A | #N/A | #N/A | #N/A | #N/A | #N/A | #N/A | #N/A | #N/A | #N/A | #N/A | #N/A | #N/A | #N/A | #N/A | #N/A | #N/A | #N/A | #N/A | #N/A | #N/A | #N/A | #N/A | #N/A | #N/A | #N/A | #N/A | #N/A | #N/A | #N/A | #N/A | #N/A | #N/A | #N/A | #N/A | #N/A | #N/A | #N/A | #N/A | #VALUE! | #N/A | #N/A | #N/A | #N/A | #N/A | #N/A | #N/A | #N/A | #N/A | #N/A | #N/A | #N/A | #N/A | #N/A | #N/A | #N/A | #N/A | #N/A | #N/A | Fill | [80 empty] | FILL= | 0 | CUT= | 0 | 0 | 0
|  | Level (m) | [34 empty] | 0 | 0 | [60 empty] | 0 | 0 | 0 | 0 | 0 | 0 | 0 | 0 | 0 | 0 | 0 | 0 | 0 | 0 | 0 | 0 | 0 | 0 | 0 | 0 | 0 | 0 | 0 | 0 | 0 | 0 | 0 | 0 | 0 | 0 | 0 | 0 | 0 | 0 | 0 | 0 | 0 | 0 | 0 | 0 | 0 | 0 | 0 | 0 | 0 | 0 | 0 | 0 | 0 | 0 | 0 | 0 | 0 | 0 | 0 | 0 | 0 | 0 | 0 | 0 | 0 | 0 | 0 | 0 | 0 | 0 | 0 | 0 | 0 | 0 | 0 | 0 | 0 | 0 | 0 | 0 | 0 | 0 | 0 | 0 | 0 | 0 | 0 | 0 | 0 | 0 | 0 | 0 | 0 | 0 | 0 | 0 | 0 | 0 | 0 | 0 | 0 | 0 | 0 | 0 | 0 | 0 | 0 | 0 | 0 | 0 | 0 | 0 | 0 | 0 | 0 | 0 | 0 | 0 | 0 | 0 | 0 | 0 | 0 | 0 | 0 | #N/A | #N/A | #N/A | #N/A | #N/A | #N/A | #N/A | #N/A | #N/A | #N/A | #N/A | #N/A | #N/A | #N/A | #N/A | #N/A | #N/A | #N/A | #N/A | #N/A | #N/A | #N/A | #N/A | #N/A | #N/A | #N/A | #N/A | #N/A | #N/A | #N/A | #N/A | #N/A | #N/A | #N/A | #N/A | #N/A | #N/A | #N/A | #N/A | #N/A | #N/A | #N/A | #N/A | #N/A | #N/A | #N/A | #N/A | #N/A | #N/A | #N/A | #N/A | #N/A | #N/A | #N/A | #N/A | #N/A | #N/A | #N/A | #N/A | #N/A | #VALUE! | #N/A | #N/A | #N/A | #N/A | #N/A | #N/A | #N/A | #N/A | #N/A | #N/A | #N/A | #N/A | #N/A | #N/A | #N/A | #N/A | #N/A | #N/A | #N/A | Cut
Sec. 15 | Existing | Dist. (m) | [30 empty] | Cut: 0.0 sq.m. |  | 0 | 0 |  |  | #N/A | #N/A | #N/A | #N/A | #N/A | #N/A | #N/A | #N/A | #N/A | #N/A | #N/A | #N/A | #N/A | #N/A | #N/A | #N/A | #N/A | #N/A | #N/A | #N/A | #N/A | #N/A | #N/A | #N/A | #N/A | #N/A | #N/A | #N/A | #N/A | #N/A | #N/A | #N/A | #N/A | #N/A | #N/A | #N/A | #N/A | #N/A | #N/A | #N/A | #N/A | #N/A | #N/A | #N/A | #N/A | #N/A | #N/A | #N/A | #N/A | #N/A | #N/A | #N/A | #N/A | #N/A | #N/A | #N/A | #N/A | #N/A | #N/A | #N/A | #N/A | #N/A | #N/A | #N/A | #N/A | #N/A | #N/A | #N/A | #N/A | #N/A | #N/A | #N/A | #N/A | #N/A | #N/A | #N/A | #N/A | #N/A | #N/A | #N/A | #N/A | #N/A | #N/A | #N/A | #N/A | #N/A | #N/A | #N/A | #N/A | #N/A | #N/A | #N/A | #N/A | #N/A | #N/A | #N/A | #N/A | #N/A | #N/A | #N/A | #N/A | #N/A | #N/A | #N/A | #N/A | #N/A | #N/A | #N/A | #N/A | #N/A | #N/A | #N/A | #N/A | #N/A | #N/A | #N/A | #N/A | #N/A | #N/A | #N/A |  | #N/A | #N/A | #N/A | #N/A | #N/A | #N/A | #N/A | #N/A | #N/A | #N/A | #N/A | #N/A | #N/A | #N/A | #N/A | #N/A | #N/A | #N/A | #N/A | #N/A | #N/A | #N/A | #N/A | #N/A | #N/A | #N/A | #N/A | #N/A | #N/A | #N/A | #N/A | #N/A | #N/A | #N/A | #N/A | #N/A | #N/A | #N/A | #N/A | #N/A | #N/A | #N/A | #N/A | #N/A | #N/A | #N/A | #N/A | #N/A | #N/A | #N/A | #N/A | #N/A | #N/A | #N/A | #N/A | #N/A | #N/A | #N/A | #N/A | #N/A | 1 | 2 | 3 | 4 | 5 | 6 | 7 | 8 | 9 | 10 | 11 | 12 | 13 | 14 | 15 | 16 | 17 | 18 | 19 | 20 | 21 | 22 | 23 | 24 | 25 | 26 | 27 | 28 | 29 | 30 | 31 | 32 | 33 | 34 | 35 | 36 | 37 | 38 | 39 | 40 | 41 | 42 | 43 | 44 | 45 | 46 | 47 | 48 | 49 | 50 | 51 | 52 | 53 | 54 | 55 | 56 | 57 | 58 | 59 | 60 | 61 | 62 | 63 | #N/A | #N/A | #N/A | #N/A | #N/A | #N/A | #N/A | #N/A | #N/A | #N/A | #N/A | #N/A | #N/A | #N/A | #N/A | #N/A | #N/A | Dist | #N/A | #N/A | #N/A | #N/A | #N/A | #N/A | #N/A | #N/A | #N/A | #N/A | #N/A | #N/A | #N/A | #N/A | #N/A | #N/A | #N/A | #N/A | #N/A | #N/A | #N/A | #N/A | #N/A | #N/A | #N/A | #N/A | #N/A | #N/A | #N/A | #N/A | #N/A | #N/A | #N/A | #N/A | #N/A | #N/A | #N/A | #N/A | #N/A | #N/A | #N/A | #N/A | #N/A | #N/A | #N/A | #N/A | #N/A | #N/A | #N/A | #N/A | #N/A | #N/A | #N/A | #N/A | #N/A | #N/A | #N/A | #N/A | #N/A | #N/A | #VALUE! | #VALUE! | #N/A | #N/A | #N/A | #N/A | #N/A | #N/A | #N/A | #N/A | #N/A | #N/A | #N/A | #N/A | #N/A | #N/A | #N/A | #N/A | #N/A | #N/A
|  | Level (m) | [34 empty] | 0 | 0 | #N/A | #N/A | #N/A | #N/A | #N/A | #N/A | #N/A | #N/A | #N/A | #N/A | #N/A | #N/A | #N/A | #N/A | #N/A | #N/A | #N/A | #N/A | #N/A | #N/A | #N/A | #N/A | #N/A | #N/A | #N/A | #N/A | #N/A | #N/A | #N/A | #N/A | #N/A | #N/A | #N/A | #N/A | #N/A | #N/A | #N/A | #N/A | #N/A | #N/A | #N/A | #N/A | #N/A | #N/A | #N/A | #N/A | #N/A | #N/A | #N/A | #N/A | #N/A | #N/A | #N/A | #N/A | #N/A | #N/A | #N/A | #N/A | #N/A | #N/A | #N/A | #N/A | #N/A | #N/A | #N/A | #N/A | #N/A | #N/A | #N/A | #N/A | #N/A | #N/A | #N/A | #N/A | #N/A | #N/A | #N/A | #N/A | #N/A | #N/A | #N/A | #N/A | #N/A | #N/A | #N/A | #N/A | #N/A | #N/A | #N/A | #N/A | #N/A | #N/A | #N/A | #N/A | #N/A | #N/A | #N/A | #N/A | #N/A | #N/A | #N/A | #N/A | #N/A | #N/A | #N/A | #N/A | #N/A | #N/A | #N/A | #N/A | #N/A | #N/A | #N/A | #N/A | #N/A | #N/A | #N/A | #N/A | #N/A | #N/A |  | #N/A | #N/A | #N/A | #N/A | #N/A | #N/A | #N/A | #N/A | #N/A | #N/A | #N/A | #N/A | #N/A | #N/A | #N/A | #N/A | #N/A | #N/A | #N/A | #N/A | #N/A | #N/A | #N/A | #N/A | #N/A | #N/A | #N/A | #N/A | #N/A | #N/A | #N/A | #N/A | #N/A | #N/A | #N/A | #N/A | #N/A | #N/A | #N/A | #N/A | #N/A | #N/A | #N/A | #N/A | #N/A | #N/A | #N/A | #N/A | #N/A | #N/A | #N/A | #N/A | #N/A | #N/A | #N/A | #N/A | #N/A | #N/A | #N/A | #N/A | #N/A | #N/A | #N/A | #N/A | #N/A | #N/A | #N/A | #N/A | #N/A | #N/A | #N/A | #N/A | #N/A | #N/A | #N/A | #N/A | #N/A | #N/A | #N/A | #N/A | #N/A | #N/A | #N/A | #N/A | #N/A | #N/A | #N/A | #N/A | #N/A | #N/A | #N/A | #N/A | #N/A | #N/A | #N/A | #N/A | #N/A | #N/A | #N/A | #N/A | #N/A | #N/A | #N/A | #N/A | #N/A | #N/A | #N/A | #N/A | #N/A | #N/A | #N/A | #N/A | #N/A | #N/A | #N/A | #N/A | #N/A | #N/A | #N/A | #N/A | #VALUE! | #VALUE! | #N/A | #N/A | #N/A | #N/A | #N/A | #N/A | #N/A | #N/A | #N/A | #N/A | #N/A | #N/A | #N/A | #N/A | #N/A | #N/A | #N/A | #N/A | Diff | #N/A | #N/A | #N/A | #N/A | #N/A | #N/A | #N/A | #N/A | #N/A | #N/A | #N/A | #N/A | #N/A | #N/A | #N/A | #N/A | #N/A | #N/A | #N/A | #N/A | #N/A | #N/A | #N/A | #N/A | #N/A | #N/A | #N/A | #N/A | #N/A | #N/A | #N/A | #N/A | #N/A | #N/A | #N/A | #N/A | #N/A | #N/A | #N/A | #N/A | #N/A | #N/A | #N/A | #N/A | #N/A | #N/A | #N/A | #N/A | #N/A | #N/A | #N/A | #N/A | #N/A | #N/A | #N/A | #N/A | #N/A | #N/A | #N/A | #N/A | #VALUE! | #N/A | #N/A | #N/A | #N/A | #N/A | #N/A | #N/A | #N/A | #N/A | #N/A | #N/A | #N/A | #N/A | #N/A | #N/A | #N/A | #N/A | #N/A | #N/A
| Proposed | Dist. (m) | [30 empty] | Fill: 0.0 sq.m. |  | 0 | 0 |  |  | #N/A | #N/A | #N/A | #N/A | #N/A | #N/A | #N/A | #N/A | #N/A | #N/A | #N/A | #N/A | #N/A | #N/A | #N/A | #N/A | #N/A | #N/A | #N/A | #N/A | #N/A | #N/A | #N/A | #N/A | #N/A | #N/A | #N/A | #N/A | #N/A | #N/A | #N/A | #N/A | #N/A | #N/A | #N/A | #N/A | #N/A | #N/A | #N/A | #N/A | #N/A | #N/A | #N/A | #N/A | #N/A | #N/A | #N/A | #N/A | #N/A | #N/A | #N/A | #N/A | #N/A | #N/A | #N/A | #N/A | #N/A | #N/A | #N/A | #N/A | 0 | 0 | 0 | 0 | 0 | 0 | 0 | 0 | 0 | 0 | 0 | 0 | 0 | 0 | 0 | 0 | 0 | 0 | 0 | 0 | 0 | 0 | 0 | 0 | 0 | 0 | 0 | 0 | 0 | 0 | 0 | 0 | 0 | 0 | 0 | 0 | 0 | 0 | 0 | 0 | 0 | 0 | 0 | 0 | 0 | 0 | 0 | 0 | 0 | 0 | 0 | 0 | 0 | 0 | 0 | 0 | 0 | 0 | 0 | 0 |  | #N/A | #N/A | #N/A | #N/A | #N/A | #N/A | #N/A | #N/A | #N/A | #N/A | #N/A | #N/A | #N/A | #N/A | #N/A | #N/A | #N/A | #N/A | #N/A | #N/A | #N/A | #N/A | #N/A | #N/A | #N/A | #N/A | #N/A | #N/A | #N/A | #N/A | #N/A | #N/A | #N/A | #N/A | #N/A | #N/A | #N/A | #N/A | #N/A | #N/A | #N/A | #N/A | #N/A | #N/A | #N/A | #N/A | #N/A | #N/A | #N/A | #N/A | #N/A | #N/A | #N/A | #N/A | #N/A | #N/A | #N/A | #N/A | #N/A | #N/A | #N/A | #N/A | #N/A | #N/A | #N/A | #N/A | #N/A | #N/A | #N/A | #N/A | #N/A | #N/A | #N/A | #N/A | #N/A | #N/A | #N/A | #N/A | #N/A | #N/A | #N/A | #N/A | #N/A | #N/A | #N/A | #N/A | #N/A | #N/A | #N/A | #N/A | #N/A | #N/A | #N/A | #N/A | #N/A | #N/A | #N/A | #N/A | #N/A | #N/A | #N/A | #N/A | #N/A | #N/A | #N/A | #N/A | #N/A | #N/A | #N/A | #N/A | #N/A | #N/A | #N/A | #N/A | #N/A | #N/A | #N/A | #N/A | #N/A | #N/A | #VALUE! | #N/A | #N/A | #N/A | #N/A | #N/A | #N/A | #N/A | #N/A | #N/A | #N/A | #N/A | #N/A | #N/A | #N/A | #N/A | #N/A | #N/A | #N/A | #N/A | Fill | [80 empty] | FILL= | 0 | CUT= | 0 | 0 | 0
|  | Level (m) | [34 empty] | 0 | 0 | [60 empty] | 0 | 0 | 0 | 0 | 0 | 0 | 0 | 0 | 0 | 0 | 0 | 0 | 0 | 0 | 0 | 0 | 0 | 0 | 0 | 0 | 0 | 0 | 0 | 0 | 0 | 0 | 0 | 0 | 0 | 0 | 0 | 0 | 0 | 0 | 0 | 0 | 0 | 0 | 0 | 0 | 0 | 0 | 0 | 0 | 0 | 0 | 0 | 0 | 0 | 0 | 0 | 0 | 0 | 0 | 0 | 0 | 0 | 0 | 0 | 0 | 0 | 0 | 0 | 0 | 0 | 0 | 0 | 0 | 0 | 0 | 0 | 0 | 0 | 0 | 0 | 0 | 0 | 0 | 0 | 0 | 0 | 0 | 0 | 0 | 0 | 0 | 0 | 0 | 0 | 0 | 0 | 0 | 0 | 0 | 0 | 0 | 0 | 0 | 0 | 0 | 0 | 0 | 0 | 0 | 0 | 0 | 0 | 0 | 0 | 0 | 0 | 0 | 0 | 0 | 0 | 0 | 0 | 0 | 0 | 0 | 0 | #N/A | #N/A | #N/A | #N/A | #N/A | #N/A | #N/A | #N/A | #N/A | #N/A | #N/A | #N/A | #N/A | #N/A | #N/A | #N/A | #N/A | #N/A | #N/A | #N/A | #N/A | #N/A | #N/A | #N/A | #N/A | #N/A | #N/A | #N/A | #N/A | #N/A | #N/A | #N/A | #N/A | #N/A | #N/A | #N/A | #N/A | #N/A | #N/A | #N/A | #N/A | #N/A | #N/A | #N/A | #N/A | #N/A | #N/A | #N/A | #N/A | #N/A | #N/A | #N/A | #N/A | #N/A | #N/A | #N/A | #N/A | #N/A | #N/A | #N/A | #VALUE! | #N/A | #N/A | #N/A | #N/A | #N/A | #N/A | #N/A | #N/A | #N/A | #N/A | #N/A | #N/A | #N/A | #N/A | #N/A | #N/A | #N/A | #N/A | #N/A | Cut
Sec. 16 | Existing | Dist. (m) | [30 empty] | Cut: 0.0 sq.m. |  | 0 | 0 |  |  | #N/A | #N/A | #N/A | #N/A | #N/A | #N/A | #N/A | #N/A | #N/A | #N/A | #N/A | #N/A | #N/A | #N/A | #N/A | #N/A | #N/A | #N/A | #N/A | #N/A | #N/A | #N/A | #N/A | #N/A | #N/A | #N/A | #N/A | #N/A | #N/A | #N/A | #N/A | #N/A | #N/A | #N/A | #N/A | #N/A | #N/A | #N/A | #N/A | #N/A | #N/A | #N/A | #N/A | #N/A | #N/A | #N/A | #N/A | #N/A | #N/A | #N/A | #N/A | #N/A | #N/A | #N/A | #N/A | #N/A | #N/A | #N/A | #N/A | #N/A | #N/A | #N/A | #N/A | #N/A | #N/A | #N/A | #N/A | #N/A | #N/A | #N/A | #N/A | #N/A | #N/A | #N/A | #N/A | #N/A | #N/A | #N/A | #N/A | #N/A | #N/A | #N/A | #N/A | #N/A | #N/A | #N/A | #N/A | #N/A | #N/A | #N/A | #N/A | #N/A | #N/A | #N/A | #N/A | #N/A | #N/A | #N/A | #N/A | #N/A | #N/A | #N/A | #N/A | #N/A | #N/A | #N/A | #N/A | #N/A | #N/A | #N/A | #N/A | #N/A | #N/A | #N/A | #N/A | #N/A | #N/A | #N/A | #N/A | #N/A |  | #N/A | #N/A | #N/A | #N/A | #N/A | #N/A | #N/A | #N/A | #N/A | #N/A | #N/A | #N/A | #N/A | #N/A | #N/A | #N/A | #N/A | #N/A | #N/A | #N/A | #N/A | #N/A | #N/A | #N/A | #N/A | #N/A | #N/A | #N/A | #N/A | #N/A | #N/A | #N/A | #N/A | #N/A | #N/A | #N/A | #N/A | #N/A | #N/A | #N/A | #N/A | #N/A | #N/A | #N/A | #N/A | #N/A | #N/A | #N/A | #N/A | #N/A | #N/A | #N/A | #N/A | #N/A | #N/A | #N/A | #N/A | #N/A | #N/A | #N/A | 1 | 2 | 3 | 4 | 5 | 6 | 7 | 8 | 9 | 10 | 11 | 12 | 13 | 14 | 15 | 16 | 17 | 18 | 19 | 20 | 21 | 22 | 23 | 24 | 25 | 26 | 27 | 28 | 29 | 30 | 31 | 32 | 33 | 34 | 35 | 36 | 37 | 38 | 39 | 40 | 41 | 42 | 43 | 44 | 45 | 46 | 47 | 48 | 49 | 50 | 51 | 52 | 53 | 54 | 55 | 56 | 57 | 58 | 59 | 60 | 61 | 62 | 63 | #N/A | #N/A | #N/A | #N/A | #N/A | #N/A | #N/A | #N/A | #N/A | #N/A | #N/A | #N/A | #N/A | #N/A | #N/A | #N/A | #N/A | Dist | #N/A | #N/A | #N/A | #N/A | #N/A | #N/A | #N/A | #N/A | #N/A | #N/A | #N/A | #N/A | #N/A | #N/A | #N/A | #N/A | #N/A | #N/A | #N/A | #N/A | #N/A | #N/A | #N/A | #N/A | #N/A | #N/A | #N/A | #N/A | #N/A | #N/A | #N/A | #N/A | #N/A | #N/A | #N/A | #N/A | #N/A | #N/A | #N/A | #N/A | #N/A | #N/A | #N/A | #N/A | #N/A | #N/A | #N/A | #N/A | #N/A | #N/A | #N/A | #N/A | #N/A | #N/A | #N/A | #N/A | #N/A | #N/A | #N/A | #N/A | #VALUE! | #VALUE! | #N/A | #N/A | #N/A | #N/A | #N/A | #N/A | #N/A | #N/A | #N/A | #N/A | #N/A | #N/A | #N/A | #N/A | #N/A | #N/A | #N/A | #N/A
|  | Level (m) | [34 empty] | 0 | 0 | #N/A | #N/A | #N/A | #N/A | #N/A | #N/A | #N/A | #N/A | #N/A | #N/A | #N/A | #N/A | #N/A | #N/A | #N/A | #N/A | #N/A | #N/A | #N/A | #N/A | #N/A | #N/A | #N/A | #N/A | #N/A | #N/A | #N/A | #N/A | #N/A | #N/A | #N/A | #N/A | #N/A | #N/A | #N/A | #N/A | #N/A | #N/A | #N/A | #N/A | #N/A | #N/A | #N/A | #N/A | #N/A | #N/A | #N/A | #N/A | #N/A | #N/A | #N/A | #N/A | #N/A | #N/A | #N/A | #N/A | #N/A | #N/A | #N/A | #N/A | #N/A | #N/A | #N/A | #N/A | #N/A | #N/A | #N/A | #N/A | #N/A | #N/A | #N/A | #N/A | #N/A | #N/A | #N/A | #N/A | #N/A | #N/A | #N/A | #N/A | #N/A | #N/A | #N/A | #N/A | #N/A | #N/A | #N/A | #N/A | #N/A | #N/A | #N/A | #N/A | #N/A | #N/A | #N/A | #N/A | #N/A | #N/A | #N/A | #N/A | #N/A | #N/A | #N/A | #N/A | #N/A | #N/A | #N/A | #N/A | #N/A | #N/A | #N/A | #N/A | #N/A | #N/A | #N/A | #N/A | #N/A | #N/A | #N/A | #N/A |  | #N/A | #N/A | #N/A | #N/A | #N/A | #N/A | #N/A | #N/A | #N/A | #N/A | #N/A | #N/A | #N/A | #N/A | #N/A | #N/A | #N/A | #N/A | #N/A | #N/A | #N/A | #N/A | #N/A | #N/A | #N/A | #N/A | #N/A | #N/A | #N/A | #N/A | #N/A | #N/A | #N/A | #N/A | #N/A | #N/A | #N/A | #N/A | #N/A | #N/A | #N/A | #N/A | #N/A | #N/A | #N/A | #N/A | #N/A | #N/A | #N/A | #N/A | #N/A | #N/A | #N/A | #N/A | #N/A | #N/A | #N/A | #N/A | #N/A | #N/A | #N/A | #N/A | #N/A | #N/A | #N/A | #N/A | #N/A | #N/A | #N/A | #N/A | #N/A | #N/A | #N/A | #N/A | #N/A | #N/A | #N/A | #N/A | #N/A | #N/A | #N/A | #N/A | #N/A | #N/A | #N/A | #N/A | #N/A | #N/A | #N/A | #N/A | #N/A | #N/A | #N/A | #N/A | #N/A | #N/A | #N/A | #N/A | #N/A | #N/A | #N/A | #N/A | #N/A | #N/A | #N/A | #N/A | #N/A | #N/A | #N/A | #N/A | #N/A | #N/A | #N/A | #N/A | #N/A | #N/A | #N/A | #N/A | #N/A | #N/A | #VALUE! | #VALUE! | #N/A | #N/A | #N/A | #N/A | #N/A | #N/A | #N/A | #N/A | #N/A | #N/A | #N/A | #N/A | #N/A | #N/A | #N/A | #N/A | #N/A | #N/A | Diff | #N/A | #N/A | #N/A | #N/A | #N/A | #N/A | #N/A | #N/A | #N/A | #N/A | #N/A | #N/A | #N/A | #N/A | #N/A | #N/A | #N/A | #N/A | #N/A | #N/A | #N/A | #N/A | #N/A | #N/A | #N/A | #N/A | #N/A | #N/A | #N/A | #N/A | #N/A | #N/A | #N/A | #N/A | #N/A | #N/A | #N/A | #N/A | #N/A | #N/A | #N/A | #N/A | #N/A | #N/A | #N/A | #N/A | #N/A | #N/A | #N/A | #N/A | #N/A | #N/A | #N/A | #N/A | #N/A | #N/A | #N/A | #N/A | #N/A | #N/A | #VALUE! | #N/A | #N/A | #N/A | #N/A | #N/A | #N/A | #N/A | #N/A | #N/A | #N/A | #N/A | #N/A | #N/A | #N/A | #N/A | #N/A | #N/A | #N/A | #N/A
| Proposed | Dist. (m) | [30 empty] | Fill: 0.0 sq.m. |  | 0 | 0 |  |  | #N/A | #N/A | #N/A | #N/A | #N/A | #N/A | #N/A | #N/A | #N/A | #N/A | #N/A | #N/A | #N/A | #N/A | #N/A | #N/A | #N/A | #N/A | #N/A | #N/A | #N/A | #N/A | #N/A | #N/A | #N/A | #N/A | #N/A | #N/A | #N/A | #N/A | #N/A | #N/A | #N/A | #N/A | #N/A | #N/A | #N/A | #N/A | #N/A | #N/A | #N/A | #N/A | #N/A | #N/A | #N/A | #N/A | #N/A | #N/A | #N/A | #N/A | #N/A | #N/A | #N/A | #N/A | #N/A | #N/A | #N/A | #N/A | #N/A | #N/A | 0 | 0 | 0 | 0 | 0 | 0 | 0 | 0 | 0 | 0 | 0 | 0 | 0 | 0 | 0 | 0 | 0 | 0 | 0 | 0 | 0 | 0 | 0 | 0 | 0 | 0 | 0 | 0 | 0 | 0 | 0 | 0 | 0 | 0 | 0 | 0 | 0 | 0 | 0 | 0 | 0 | 0 | 0 | 0 | 0 | 0 | 0 | 0 | 0 | 0 | 0 | 0 | 0 | 0 | 0 | 0 | 0 | 0 | 0 | 0 |  | #N/A | #N/A | #N/A | #N/A | #N/A | #N/A | #N/A | #N/A | #N/A | #N/A | #N/A | #N/A | #N/A | #N/A | #N/A | #N/A | #N/A | #N/A | #N/A | #N/A | #N/A | #N/A | #N/A | #N/A | #N/A | #N/A | #N/A | #N/A | #N/A | #N/A | #N/A | #N/A | #N/A | #N/A | #N/A | #N/A | #N/A | #N/A | #N/A | #N/A | #N/A | #N/A | #N/A | #N/A | #N/A | #N/A | #N/A | #N/A | #N/A | #N/A | #N/A | #N/A | #N/A | #N/A | #N/A | #N/A | #N/A | #N/A | #N/A | #N/A | #N/A | #N/A | #N/A | #N/A | #N/A | #N/A | #N/A | #N/A | #N/A | #N/A | #N/A | #N/A | #N/A | #N/A | #N/A | #N/A | #N/A | #N/A | #N/A | #N/A | #N/A | #N/A | #N/A | #N/A | #N/A | #N/A | #N/A | #N/A | #N/A | #N/A | #N/A | #N/A | #N/A | #N/A | #N/A | #N/A | #N/A | #N/A | #N/A | #N/A | #N/A | #N/A | #N/A | #N/A | #N/A | #N/A | #N/A | #N/A | #N/A | #N/A | #N/A | #N/A | #N/A | #N/A | #N/A | #N/A | #N/A | #N/A | #N/A | #N/A | #VALUE! | #N/A | #N/A | #N/A | #N/A | #N/A | #N/A | #N/A | #N/A | #N/A | #N/A | #N/A | #N/A | #N/A | #N/A | #N/A | #N/A | #N/A | #N/A | #N/A | Fill | [80 empty] | FILL= | 0 | CUT= | 0 | 0 | 0
|  | Level (m) | [34 empty] | 0 | 0 | [60 empty] | 0 | 0 | 0 | 0 | 0 | 0 | 0 | 0 | 0 | 0 | 0 | 0 | 0 | 0 | 0 | 0 | 0 | 0 | 0 | 0 | 0 | 0 | 0 | 0 | 0 | 0 | 0 | 0 | 0 | 0 | 0 | 0 | 0 | 0 | 0 | 0 | 0 | 0 | 0 | 0 | 0 | 0 | 0 | 0 | 0 | 0 | 0 | 0 | 0 | 0 | 0 | 0 | 0 | 0 | 0 | 0 | 0 | 0 | 0 | 0 | 0 | 0 | 0 | 0 | 0 | 0 | 0 | 0 | 0 | 0 | 0 | 0 | 0 | 0 | 0 | 0 | 0 | 0 | 0 | 0 | 0 | 0 | 0 | 0 | 0 | 0 | 0 | 0 | 0 | 0 | 0 | 0 | 0 | 0 | 0 | 0 | 0 | 0 | 0 | 0 | 0 | 0 | 0 | 0 | 0 | 0 | 0 | 0 | 0 | 0 | 0 | 0 | 0 | 0 | 0 | 0 | 0 | 0 | 0 | 0 | 0 | #N/A | #N/A | #N/A | #N/A | #N/A | #N/A | #N/A | #N/A | #N/A | #N/A | #N/A | #N/A | #N/A | #N/A | #N/A | #N/A | #N/A | #N/A | #N/A | #N/A | #N/A | #N/A | #N/A | #N/A | #N/A | #N/A | #N/A | #N/A | #N/A | #N/A | #N/A | #N/A | #N/A | #N/A | #N/A | #N/A | #N/A | #N/A | #N/A | #N/A | #N/A | #N/A | #N/A | #N/A | #N/A | #N/A | #N/A | #N/A | #N/A | #N/A | #N/A | #N/A | #N/A | #N/A | #N/A | #N/A | #N/A | #N/A | #N/A | #N/A | #VALUE! | #N/A | #N/A | #N/A | #N/A | #N/A | #N/A | #N/A | #N/A | #N/A | #N/A | #N/A | #N/A | #N/A | #N/A | #N/A | #N/A | #N/A | #N/A | #N/A | Cut
Sec. 17 | Existing | Dist. (m) | [30 empty] | Cut: 0.0 sq.m. |  | 0 | 0 |  |  | #N/A | #N/A | #N/A | #N/A | #N/A | #N/A | #N/A | #N/A | #N/A | #N/A | #N/A | #N/A | #N/A | #N/A | #N/A | #N/A | #N/A | #N/A | #N/A | #N/A | #N/A | #N/A | #N/A | #N/A | #N/A | #N/A | #N/A | #N/A | #N/A | #N/A | #N/A | #N/A | #N/A | #N/A | #N/A | #N/A | #N/A | #N/A | #N/A | #N/A | #N/A | #N/A | #N/A | #N/A | #N/A | #N/A | #N/A | #N/A | #N/A | #N/A | #N/A | #N/A | #N/A | #N/A | #N/A | #N/A | #N/A | #N/A | #N/A | #N/A | #N/A | #N/A | #N/A | #N/A | #N/A | #N/A | #N/A | #N/A | #N/A | #N/A | #N/A | #N/A | #N/A | #N/A | #N/A | #N/A | #N/A | #N/A | #N/A | #N/A | #N/A | #N/A | #N/A | #N/A | #N/A | #N/A | #N/A | #N/A | #N/A | #N/A | #N/A | #N/A | #N/A | #N/A | #N/A | #N/A | #N/A | #N/A | #N/A | #N/A | #N/A | #N/A | #N/A | #N/A | #N/A | #N/A | #N/A | #N/A | #N/A | #N/A | #N/A | #N/A | #N/A | #N/A | #N/A | #N/A | #N/A | #N/A | #N/A | #N/A |  | #N/A | #N/A | #N/A | #N/A | #N/A | #N/A | #N/A | #N/A | #N/A | #N/A | #N/A | #N/A | #N/A | #N/A | #N/A | #N/A | #N/A | #N/A | #N/A | #N/A | #N/A | #N/A | #N/A | #N/A | #N/A | #N/A | #N/A | #N/A | #N/A | #N/A | #N/A | #N/A | #N/A | #N/A | #N/A | #N/A | #N/A | #N/A | #N/A | #N/A | #N/A | #N/A | #N/A | #N/A | #N/A | #N/A | #N/A | #N/A | #N/A | #N/A | #N/A | #N/A | #N/A | #N/A | #N/A | #N/A | #N/A | #N/A | #N/A | #N/A | 1 | 2 | 3 | 4 | 5 | 6 | 7 | 8 | 9 | 10 | 11 | 12 | 13 | 14 | 15 | 16 | 17 | 18 | 19 | 20 | 21 | 22 | 23 | 24 | 25 | 26 | 27 | 28 | 29 | 30 | 31 | 32 | 33 | 34 | 35 | 36 | 37 | 38 | 39 | 40 | 41 | 42 | 43 | 44 | 45 | 46 | 47 | 48 | 49 | 50 | 51 | 52 | 53 | 54 | 55 | 56 | 57 | 58 | 59 | 60 | 61 | 62 | 63 | #N/A | #N/A | #N/A | #N/A | #N/A | #N/A | #N/A | #N/A | #N/A | #N/A | #N/A | #N/A | #N/A | #N/A | #N/A | #N/A | #N/A | Dist | #N/A | #N/A | #N/A | #N/A | #N/A | #N/A | #N/A | #N/A | #N/A | #N/A | #N/A | #N/A | #N/A | #N/A | #N/A | #N/A | #N/A | #N/A | #N/A | #N/A | #N/A | #N/A | #N/A | #N/A | #N/A | #N/A | #N/A | #N/A | #N/A | #N/A | #N/A | #N/A | #N/A | #N/A | #N/A | #N/A | #N/A | #N/A | #N/A | #N/A | #N/A | #N/A | #N/A | #N/A | #N/A | #N/A | #N/A | #N/A | #N/A | #N/A | #N/A | #N/A | #N/A | #N/A | #N/A | #N/A | #N/A | #N/A | #N/A | #N/A | #VALUE! | #VALUE! | #N/A | #N/A | #N/A | #N/A | #N/A | #N/A | #N/A | #N/A | #N/A | #N/A | #N/A | #N/A | #N/A | #N/A | #N/A | #N/A | #N/A | #N/A
|  | Level (m) | [34 empty] | 0 | 0 | #N/A | #N/A | #N/A | #N/A | #N/A | #N/A | #N/A | #N/A | #N/A | #N/A | #N/A | #N/A | #N/A | #N/A | #N/A | #N/A | #N/A | #N/A | #N/A | #N/A | #N/A | #N/A | #N/A | #N/A | #N/A | #N/A | #N/A | #N/A | #N/A | #N/A | #N/A | #N/A | #N/A | #N/A | #N/A | #N/A | #N/A | #N/A | #N/A | #N/A | #N/A | #N/A | #N/A | #N/A | #N/A | #N/A | #N/A | #N/A | #N/A | #N/A | #N/A | #N/A | #N/A | #N/A | #N/A | #N/A | #N/A | #N/A | #N/A | #N/A | #N/A | #N/A | #N/A | #N/A | #N/A | #N/A | #N/A | #N/A | #N/A | #N/A | #N/A | #N/A | #N/A | #N/A | #N/A | #N/A | #N/A | #N/A | #N/A | #N/A | #N/A | #N/A | #N/A | #N/A | #N/A | #N/A | #N/A | #N/A | #N/A | #N/A | #N/A | #N/A | #N/A | #N/A | #N/A | #N/A | #N/A | #N/A | #N/A | #N/A | #N/A | #N/A | #N/A | #N/A | #N/A | #N/A | #N/A | #N/A | #N/A | #N/A | #N/A | #N/A | #N/A | #N/A | #N/A | #N/A | #N/A | #N/A | #N/A | #N/A |  | #N/A | #N/A | #N/A | #N/A | #N/A | #N/A | #N/A | #N/A | #N/A | #N/A | #N/A | #N/A | #N/A | #N/A | #N/A | #N/A | #N/A | #N/A | #N/A | #N/A | #N/A | #N/A | #N/A | #N/A | #N/A | #N/A | #N/A | #N/A | #N/A | #N/A | #N/A | #N/A | #N/A | #N/A | #N/A | #N/A | #N/A | #N/A | #N/A | #N/A | #N/A | #N/A | #N/A | #N/A | #N/A | #N/A | #N/A | #N/A | #N/A | #N/A | #N/A | #N/A | #N/A | #N/A | #N/A | #N/A | #N/A | #N/A | #N/A | #N/A | #N/A | #N/A | #N/A | #N/A | #N/A | #N/A | #N/A | #N/A | #N/A | #N/A | #N/A | #N/A | #N/A | #N/A | #N/A | #N/A | #N/A | #N/A | #N/A | #N/A | #N/A | #N/A | #N/A | #N/A | #N/A | #N/A | #N/A | #N/A | #N/A | #N/A | #N/A | #N/A | #N/A | #N/A | #N/A | #N/A | #N/A | #N/A | #N/A | #N/A | #N/A | #N/A | #N/A | #N/A | #N/A | #N/A | #N/A | #N/A | #N/A | #N/A | #N/A | #N/A | #N/A | #N/A | #N/A | #N/A | #N/A | #N/A | #N/A | #N/A | #VALUE! | #VALUE! | #N/A | #N/A | #N/A | #N/A | #N/A | #N/A | #N/A | #N/A | #N/A | #N/A | #N/A | #N/A | #N/A | #N/A | #N/A | #N/A | #N/A | #N/A | Diff | #N/A | #N/A | #N/A | #N/A | #N/A | #N/A | #N/A | #N/A | #N/A | #N/A | #N/A | #N/A | #N/A | #N/A | #N/A | #N/A | #N/A | #N/A | #N/A | #N/A | #N/A | #N/A | #N/A | #N/A | #N/A | #N/A | #N/A | #N/A | #N/A | #N/A | #N/A | #N/A | #N/A | #N/A | #N/A | #N/A | #N/A | #N/A | #N/A | #N/A | #N/A | #N/A | #N/A | #N/A | #N/A | #N/A | #N/A | #N/A | #N/A | #N/A | #N/A | #N/A | #N/A | #N/A | #N/A | #N/A | #N/A | #N/A | #N/A | #N/A | #VALUE! | #N/A | #N/A | #N/A | #N/A | #N/A | #N/A | #N/A | #N/A | #N/A | #N/A | #N/A | #N/A | #N/A | #N/A | #N/A | #N/A | #N/A | #N/A | #N/A
| Proposed | Dist. (m) | [30 empty] | Fill: 0.0 sq.m. |  | 0 | 0 |  |  | #N/A | #N/A | #N/A | #N/A | #N/A | #N/A | #N/A | #N/A | #N/A | #N/A | #N/A | #N/A | #N/A | #N/A | #N/A | #N/A | #N/A | #N/A | #N/A | #N/A | #N/A | #N/A | #N/A | #N/A | #N/A | #N/A | #N/A | #N/A | #N/A | #N/A | #N/A | #N/A | #N/A | #N/A | #N/A | #N/A | #N/A | #N/A | #N/A | #N/A | #N/A | #N/A | #N/A | #N/A | #N/A | #N/A | #N/A | #N/A | #N/A | #N/A | #N/A | #N/A | #N/A | #N/A | #N/A | #N/A | #N/A | #N/A | #N/A | #N/A | 0 | 0 | 0 | 0 | 0 | 0 | 0 | 0 | 0 | 0 | 0 | 0 | 0 | 0 | 0 | 0 | 0 | 0 | 0 | 0 | 0 | 0 | 0 | 0 | 0 | 0 | 0 | 0 | 0 | 0 | 0 | 0 | 0 | 0 | 0 | 0 | 0 | 0 | 0 | 0 | 0 | 0 | 0 | 0 | 0 | 0 | 0 | 0 | 0 | 0 | 0 | 0 | 0 | 0 | 0 | 0 | 0 | 0 | 0 | 0 |  | #N/A | #N/A | #N/A | #N/A | #N/A | #N/A | #N/A | #N/A | #N/A | #N/A | #N/A | #N/A | #N/A | #N/A | #N/A | #N/A | #N/A | #N/A | #N/A | #N/A | #N/A | #N/A | #N/A | #N/A | #N/A | #N/A | #N/A | #N/A | #N/A | #N/A | #N/A | #N/A | #N/A | #N/A | #N/A | #N/A | #N/A | #N/A | #N/A | #N/A | #N/A | #N/A | #N/A | #N/A | #N/A | #N/A | #N/A | #N/A | #N/A | #N/A | #N/A | #N/A | #N/A | #N/A | #N/A | #N/A | #N/A | #N/A | #N/A | #N/A | #N/A | #N/A | #N/A | #N/A | #N/A | #N/A | #N/A | #N/A | #N/A | #N/A | #N/A | #N/A | #N/A | #N/A | #N/A | #N/A | #N/A | #N/A | #N/A | #N/A | #N/A | #N/A | #N/A | #N/A | #N/A | #N/A | #N/A | #N/A | #N/A | #N/A | #N/A | #N/A | #N/A | #N/A | #N/A | #N/A | #N/A | #N/A | #N/A | #N/A | #N/A | #N/A | #N/A | #N/A | #N/A | #N/A | #N/A | #N/A | #N/A | #N/A | #N/A | #N/A | #N/A | #N/A | #N/A | #N/A | #N/A | #N/A | #N/A | #N/A | #VALUE! | #N/A | #N/A | #N/A | #N/A | #N/A | #N/A | #N/A | #N/A | #N/A | #N/A | #N/A | #N/A | #N/A | #N/A | #N/A | #N/A | #N/A | #N/A | #N/A | Fill | [80 empty] | FILL= | 0 | CUT= | 0 | 0 | 0
|  | Level (m) | [34 empty] | 0 | 0 | [60 empty] | 0 | 0 | 0 | 0 | 0 | 0 | 0 | 0 | 0 | 0 | 0 | 0 | 0 | 0 | 0 | 0 | 0 | 0 | 0 | 0 | 0 | 0 | 0 | 0 | 0 | 0 | 0 | 0 | 0 | 0 | 0 | 0 | 0 | 0 | 0 | 0 | 0 | 0 | 0 | 0 | 0 | 0 | 0 | 0 | 0 | 0 | 0 | 0 | 0 | 0 | 0 | 0 | 0 | 0 | 0 | 0 | 0 | 0 | 0 | 0 | 0 | 0 | 0 | 0 | 0 | 0 | 0 | 0 | 0 | 0 | 0 | 0 | 0 | 0 | 0 | 0 | 0 | 0 | 0 | 0 | 0 | 0 | 0 | 0 | 0 | 0 | 0 | 0 | 0 | 0 | 0 | 0 | 0 | 0 | 0 | 0 | 0 | 0 | 0 | 0 | 0 | 0 | 0 | 0 | 0 | 0 | 0 | 0 | 0 | 0 | 0 | 0 | 0 | 0 | 0 | 0 | 0 | 0 | 0 | 0 | 0 | #N/A | #N/A | #N/A | #N/A | #N/A | #N/A | #N/A | #N/A | #N/A | #N/A | #N/A | #N/A | #N/A | #N/A | #N/A | #N/A | #N/A | #N/A | #N/A | #N/A | #N/A | #N/A | #N/A | #N/A | #N/A | #N/A | #N/A | #N/A | #N/A | #N/A | #N/A | #N/A | #N/A | #N/A | #N/A | #N/A | #N/A | #N/A | #N/A | #N/A | #N/A | #N/A | #N/A | #N/A | #N/A | #N/A | #N/A | #N/A | #N/A | #N/A | #N/A | #N/A | #N/A | #N/A | #N/A | #N/A | #N/A | #N/A | #N/A | #N/A | #VALUE! | #N/A | #N/A | #N/A | #N/A | #N/A | #N/A | #N/A | #N/A | #N/A | #N/A | #N/A | #N/A | #N/A | #N/A | #N/A | #N/A | #N/A | #N/A | #N/A | Cut
Sec. 18 | Existing | Dist. (m) | [30 empty] | Cut: 0.0 sq.m. |  | 0 | 0 |  |  | #N/A | #N/A | #N/A | #N/A | #N/A | #N/A | #N/A | #N/A | #N/A | #N/A | #N/A | #N/A | #N/A | #N/A | #N/A | #N/A | #N/A | #N/A | #N/A | #N/A | #N/A | #N/A | #N/A | #N/A | #N/A | #N/A | #N/A | #N/A | #N/A | #N/A | #N/A | #N/A | #N/A | #N/A | #N/A | #N/A | #N/A | #N/A | #N/A | #N/A | #N/A | #N/A | #N/A | #N/A | #N/A | #N/A | #N/A | #N/A | #N/A | #N/A | #N/A | #N/A | #N/A | #N/A | #N/A | #N/A | #N/A | #N/A | #N/A | #N/A | #N/A | #N/A | #N/A | #N/A | #N/A | #N/A | #N/A | #N/A | #N/A | #N/A | #N/A | #N/A | #N/A | #N/A | #N/A | #N/A | #N/A | #N/A | #N/A | #N/A | #N/A | #N/A | #N/A | #N/A | #N/A | #N/A | #N/A | #N/A | #N/A | #N/A | #N/A | #N/A | #N/A | #N/A | #N/A | #N/A | #N/A | #N/A | #N/A | #N/A | #N/A | #N/A | #N/A | #N/A | #N/A | #N/A | #N/A | #N/A | #N/A | #N/A | #N/A | #N/A | #N/A | #N/A | #N/A | #N/A | #N/A | #N/A | #N/A | #N/A |  | #N/A | #N/A | #N/A | #N/A | #N/A | #N/A | #N/A | #N/A | #N/A | #N/A | #N/A | #N/A | #N/A | #N/A | #N/A | #N/A | #N/A | #N/A | #N/A | #N/A | #N/A | #N/A | #N/A | #N/A | #N/A | #N/A | #N/A | #N/A | #N/A | #N/A | #N/A | #N/A | #N/A | #N/A | #N/A | #N/A | #N/A | #N/A | #N/A | #N/A | #N/A | #N/A | #N/A | #N/A | #N/A | #N/A | #N/A | #N/A | #N/A | #N/A | #N/A | #N/A | #N/A | #N/A | #N/A | #N/A | #N/A | #N/A | #N/A | #N/A | 1 | 2 | 3 | 4 | 5 | 6 | 7 | 8 | 9 | 10 | 11 | 12 | 13 | 14 | 15 | 16 | 17 | 18 | 19 | 20 | 21 | 22 | 23 | 24 | 25 | 26 | 27 | 28 | 29 | 30 | 31 | 32 | 33 | 34 | 35 | 36 | 37 | 38 | 39 | 40 | 41 | 42 | 43 | 44 | 45 | 46 | 47 | 48 | 49 | 50 | 51 | 52 | 53 | 54 | 55 | 56 | 57 | 58 | 59 | 60 | 61 | 62 | 63 | #N/A | #N/A | #N/A | #N/A | #N/A | #N/A | #N/A | #N/A | #N/A | #N/A | #N/A | #N/A | #N/A | #N/A | #N/A | #N/A | #N/A | Dist | #N/A | #N/A | #N/A | #N/A | #N/A | #N/A | #N/A | #N/A | #N/A | #N/A | #N/A | #N/A | #N/A | #N/A | #N/A | #N/A | #N/A | #N/A | #N/A | #N/A | #N/A | #N/A | #N/A | #N/A | #N/A | #N/A | #N/A | #N/A | #N/A | #N/A | #N/A | #N/A | #N/A | #N/A | #N/A | #N/A | #N/A | #N/A | #N/A | #N/A | #N/A | #N/A | #N/A | #N/A | #N/A | #N/A | #N/A | #N/A | #N/A | #N/A | #N/A | #N/A | #N/A | #N/A | #N/A | #N/A | #N/A | #N/A | #N/A | #N/A | #VALUE! | #VALUE! | #N/A | #N/A | #N/A | #N/A | #N/A | #N/A | #N/A | #N/A | #N/A | #N/A | #N/A | #N/A | #N/A | #N/A | #N/A | #N/A | #N/A | #N/A
|  | Level (m) | [34 empty] | 0 | 0 | #N/A | #N/A | #N/A | #N/A | #N/A | #N/A | #N/A | #N/A | #N/A | #N/A | #N/A | #N/A | #N/A | #N/A | #N/A | #N/A | #N/A | #N/A | #N/A | #N/A | #N/A | #N/A | #N/A | #N/A | #N/A | #N/A | #N/A | #N/A | #N/A | #N/A | #N/A | #N/A | #N/A | #N/A | #N/A | #N/A | #N/A | #N/A | #N/A | #N/A | #N/A | #N/A | #N/A | #N/A | #N/A | #N/A | #N/A | #N/A | #N/A | #N/A | #N/A | #N/A | #N/A | #N/A | #N/A | #N/A | #N/A | #N/A | #N/A | #N/A | #N/A | #N/A | #N/A | #N/A | #N/A | #N/A | #N/A | #N/A | #N/A | #N/A | #N/A | #N/A | #N/A | #N/A | #N/A | #N/A | #N/A | #N/A | #N/A | #N/A | #N/A | #N/A | #N/A | #N/A | #N/A | #N/A | #N/A | #N/A | #N/A | #N/A | #N/A | #N/A | #N/A | #N/A | #N/A | #N/A | #N/A | #N/A | #N/A | #N/A | #N/A | #N/A | #N/A | #N/A | #N/A | #N/A | #N/A | #N/A | #N/A | #N/A | #N/A | #N/A | #N/A | #N/A | #N/A | #N/A | #N/A | #N/A | #N/A | #N/A |  | #N/A | #N/A | #N/A | #N/A | #N/A | #N/A | #N/A | #N/A | #N/A | #N/A | #N/A | #N/A | #N/A | #N/A | #N/A | #N/A | #N/A | #N/A | #N/A | #N/A | #N/A | #N/A | #N/A | #N/A | #N/A | #N/A | #N/A | #N/A | #N/A | #N/A | #N/A | #N/A | #N/A | #N/A | #N/A | #N/A | #N/A | #N/A | #N/A | #N/A | #N/A | #N/A | #N/A | #N/A | #N/A | #N/A | #N/A | #N/A | #N/A | #N/A | #N/A | #N/A | #N/A | #N/A | #N/A | #N/A | #N/A | #N/A | #N/A | #N/A | #N/A | #N/A | #N/A | #N/A | #N/A | #N/A | #N/A | #N/A | #N/A | #N/A | #N/A | #N/A | #N/A | #N/A | #N/A | #N/A | #N/A | #N/A | #N/A | #N/A | #N/A | #N/A | #N/A | #N/A | #N/A | #N/A | #N/A | #N/A | #N/A | #N/A | #N/A | #N/A | #N/A | #N/A | #N/A | #N/A | #N/A | #N/A | #N/A | #N/A | #N/A | #N/A | #N/A | #N/A | #N/A | #N/A | #N/A | #N/A | #N/A | #N/A | #N/A | #N/A | #N/A | #N/A | #N/A | #N/A | #N/A | #N/A | #N/A | #N/A | #VALUE! | #VALUE! | #N/A | #N/A | #N/A | #N/A | #N/A | #N/A | #N/A | #N/A | #N/A | #N/A | #N/A | #N/A | #N/A | #N/A | #N/A | #N/A | #N/A | #N/A | Diff | #N/A | #N/A | #N/A | #N/A | #N/A | #N/A | #N/A | #N/A | #N/A | #N/A | #N/A | #N/A | #N/A | #N/A | #N/A | #N/A | #N/A | #N/A | #N/A | #N/A | #N/A | #N/A | #N/A | #N/A | #N/A | #N/A | #N/A | #N/A | #N/A | #N/A | #N/A | #N/A | #N/A | #N/A | #N/A | #N/A | #N/A | #N/A | #N/A | #N/A | #N/A | #N/A | #N/A | #N/A | #N/A | #N/A | #N/A | #N/A | #N/A | #N/A | #N/A | #N/A | #N/A | #N/A | #N/A | #N/A | #N/A | #N/A | #N/A | #N/A | #VALUE! | #N/A | #N/A | #N/A | #N/A | #N/A | #N/A | #N/A | #N/A | #N/A | #N/A | #N/A | #N/A | #N/A | #N/A | #N/A | #N/A | #N/A | #N/A | #N/A
| Proposed | Dist. (m) | [30 empty] | Fill: 0.0 sq.m. |  | 0 | 0 |  |  | #N/A | #N/A | #N/A | #N/A | #N/A | #N/A | #N/A | #N/A | #N/A | #N/A | #N/A | #N/A | #N/A | #N/A | #N/A | #N/A | #N/A | #N/A | #N/A | #N/A | #N/A | #N/A | #N/A | #N/A | #N/A | #N/A | #N/A | #N/A | #N/A | #N/A | #N/A | #N/A | #N/A | #N/A | #N/A | #N/A | #N/A | #N/A | #N/A | #N/A | #N/A | #N/A | #N/A | #N/A | #N/A | #N/A | #N/A | #N/A | #N/A | #N/A | #N/A | #N/A | #N/A | #N/A | #N/A | #N/A | #N/A | #N/A | #N/A | #N/A | 0 | 0 | 0 | 0 | 0 | 0 | 0 | 0 | 0 | 0 | 0 | 0 | 0 | 0 | 0 | 0 | 0 | 0 | 0 | 0 | 0 | 0 | 0 | 0 | 0 | 0 | 0 | 0 | 0 | 0 | 0 | 0 | 0 | 0 | 0 | 0 | 0 | 0 | 0 | 0 | 0 | 0 | 0 | 0 | 0 | 0 | 0 | 0 | 0 | 0 | 0 | 0 | 0 | 0 | 0 | 0 | 0 | 0 | 0 | 0 |  | #N/A | #N/A | #N/A | #N/A | #N/A | #N/A | #N/A | #N/A | #N/A | #N/A | #N/A | #N/A | #N/A | #N/A | #N/A | #N/A | #N/A | #N/A | #N/A | #N/A | #N/A | #N/A | #N/A | #N/A | #N/A | #N/A | #N/A | #N/A | #N/A | #N/A | #N/A | #N/A | #N/A | #N/A | #N/A | #N/A | #N/A | #N/A | #N/A | #N/A | #N/A | #N/A | #N/A | #N/A | #N/A | #N/A | #N/A | #N/A | #N/A | #N/A | #N/A | #N/A | #N/A | #N/A | #N/A | #N/A | #N/A | #N/A | #N/A | #N/A | #N/A | #N/A | #N/A | #N/A | #N/A | #N/A | #N/A | #N/A | #N/A | #N/A | #N/A | #N/A | #N/A | #N/A | #N/A | #N/A | #N/A | #N/A | #N/A | #N/A | #N/A | #N/A | #N/A | #N/A | #N/A | #N/A | #N/A | #N/A | #N/A | #N/A | #N/A | #N/A | #N/A | #N/A | #N/A | #N/A | #N/A | #N/A | #N/A | #N/A | #N/A | #N/A | #N/A | #N/A | #N/A | #N/A | #N/A | #N/A | #N/A | #N/A | #N/A | #N/A | #N/A | #N/A | #N/A | #N/A | #N/A | #N/A | #N/A | #N/A | #VALUE! | #N/A | #N/A | #N/A | #N/A | #N/A | #N/A | #N/A | #N/A | #N/A | #N/A | #N/A | #N/A | #N/A | #N/A | #N/A | #N/A | #N/A | #N/A | #N/A | Fill | [80 empty] | FILL= | 0 | CUT= | 0 | 0 | 0
|  | Level (m) | [34 empty] | 0 | 0 | [60 empty] | 0 | 0 | 0 | 0 | 0 | 0 | 0 | 0 | 0 | 0 | 0 | 0 | 0 | 0 | 0 | 0 | 0 | 0 | 0 | 0 | 0 | 0 | 0 | 0 | 0 | 0 | 0 | 0 | 0 | 0 | 0 | 0 | 0 | 0 | 0 | 0 | 0 | 0 | 0 | 0 | 0 | 0 | 0 | 0 | 0 | 0 | 0 | 0 | 0 | 0 | 0 | 0 | 0 | 0 | 0 | 0 | 0 | 0 | 0 | 0 | 0 | 0 | 0 | 0 | 0 | 0 | 0 | 0 | 0 | 0 | 0 | 0 | 0 | 0 | 0 | 0 | 0 | 0 | 0 | 0 | 0 | 0 | 0 | 0 | 0 | 0 | 0 | 0 | 0 | 0 | 0 | 0 | 0 | 0 | 0 | 0 | 0 | 0 | 0 | 0 | 0 | 0 | 0 | 0 | 0 | 0 | 0 | 0 | 0 | 0 | 0 | 0 | 0 | 0 | 0 | 0 | 0 | 0 | 0 | 0 | 0 | #N/A | #N/A | #N/A | #N/A | #N/A | #N/A | #N/A | #N/A | #N/A | #N/A | #N/A | #N/A | #N/A | #N/A | #N/A | #N/A | #N/A | #N/A | #N/A | #N/A | #N/A | #N/A | #N/A | #N/A | #N/A | #N/A | #N/A | #N/A | #N/A | #N/A | #N/A | #N/A | #N/A | #N/A | #N/A | #N/A | #N/A | #N/A | #N/A | #N/A | #N/A | #N/A | #N/A | #N/A | #N/A | #N/A | #N/A | #N/A | #N/A | #N/A | #N/A | #N/A | #N/A | #N/A | #N/A | #N/A | #N/A | #N/A | #N/A | #N/A | #VALUE! | #N/A | #N/A | #N/A | #N/A | #N/A | #N/A | #N/A | #N/A | #N/A | #N/A | #N/A | #N/A | #N/A | #N/A | #N/A | #N/A | #N/A | #N/A | #N/A | Cut
Sec. 19 | Existing | Dist. (m) | [30 empty] | Cut: 0.0 sq.m. |  | 0 | 0 |  |  | #N/A | #N/A | #N/A | #N/A | #N/A | #N/A | #N/A | #N/A | #N/A | #N/A | #N/A | #N/A | #N/A | #N/A | #N/A | #N/A | #N/A | #N/A | #N/A | #N/A | #N/A | #N/A | #N/A | #N/A | #N/A | #N/A | #N/A | #N/A | #N/A | #N/A | #N/A | #N/A | #N/A | #N/A | #N/A | #N/A | #N/A | #N/A | #N/A | #N/A | #N/A | #N/A | #N/A | #N/A | #N/A | #N/A | #N/A | #N/A | #N/A | #N/A | #N/A | #N/A | #N/A | #N/A | #N/A | #N/A | #N/A | #N/A | #N/A | #N/A | #N/A | #N/A | #N/A | #N/A | #N/A | #N/A | #N/A | #N/A | #N/A | #N/A | #N/A | #N/A | #N/A | #N/A | #N/A | #N/A | #N/A | #N/A | #N/A | #N/A | #N/A | #N/A | #N/A | #N/A | #N/A | #N/A | #N/A | #N/A | #N/A | #N/A | #N/A | #N/A | #N/A | #N/A | #N/A | #N/A | #N/A | #N/A | #N/A | #N/A | #N/A | #N/A | #N/A | #N/A | #N/A | #N/A | #N/A | #N/A | #N/A | #N/A | #N/A | #N/A | #N/A | #N/A | #N/A | #N/A | #N/A | #N/A | #N/A | #N/A |  | #N/A | #N/A | #N/A | #N/A | #N/A | #N/A | #N/A | #N/A | #N/A | #N/A | #N/A | #N/A | #N/A | #N/A | #N/A | #N/A | #N/A | #N/A | #N/A | #N/A | #N/A | #N/A | #N/A | #N/A | #N/A | #N/A | #N/A | #N/A | #N/A | #N/A | #N/A | #N/A | #N/A | #N/A | #N/A | #N/A | #N/A | #N/A | #N/A | #N/A | #N/A | #N/A | #N/A | #N/A | #N/A | #N/A | #N/A | #N/A | #N/A | #N/A | #N/A | #N/A | #N/A | #N/A | #N/A | #N/A | #N/A | #N/A | #N/A | #N/A | 1 | 2 | 3 | 4 | 5 | 6 | 7 | 8 | 9 | 10 | 11 | 12 | 13 | 14 | 15 | 16 | 17 | 18 | 19 | 20 | 21 | 22 | 23 | 24 | 25 | 26 | 27 | 28 | 29 | 30 | 31 | 32 | 33 | 34 | 35 | 36 | 37 | 38 | 39 | 40 | 41 | 42 | 43 | 44 | 45 | 46 | 47 | 48 | 49 | 50 | 51 | 52 | 53 | 54 | 55 | 56 | 57 | 58 | 59 | 60 | 61 | 62 | 63 | #N/A | #N/A | #N/A | #N/A | #N/A | #N/A | #N/A | #N/A | #N/A | #N/A | #N/A | #N/A | #N/A | #N/A | #N/A | #N/A | #N/A | Dist | #N/A | #N/A | #N/A | #N/A | #N/A | #N/A | #N/A | #N/A | #N/A | #N/A | #N/A | #N/A | #N/A | #N/A | #N/A | #N/A | #N/A | #N/A | #N/A | #N/A | #N/A | #N/A | #N/A | #N/A | #N/A | #N/A | #N/A | #N/A | #N/A | #N/A | #N/A | #N/A | #N/A | #N/A | #N/A | #N/A | #N/A | #N/A | #N/A | #N/A | #N/A | #N/A | #N/A | #N/A | #N/A | #N/A | #N/A | #N/A | #N/A | #N/A | #N/A | #N/A | #N/A | #N/A | #N/A | #N/A | #N/A | #N/A | #N/A | #N/A | #VALUE! | #VALUE! | #N/A | #N/A | #N/A | #N/A | #N/A | #N/A | #N/A | #N/A | #N/A | #N/A | #N/A | #N/A | #N/A | #N/A | #N/A | #N/A | #N/A | #N/A
|  | Level (m) | [34 empty] | 0 | 0 | #N/A | #N/A | #N/A | #N/A | #N/A | #N/A | #N/A | #N/A | #N/A | #N/A | #N/A | #N/A | #N/A | #N/A | #N/A | #N/A | #N/A | #N/A | #N/A | #N/A | #N/A | #N/A | #N/A | #N/A | #N/A | #N/A | #N/A | #N/A | #N/A | #N/A | #N/A | #N/A | #N/A | #N/A | #N/A | #N/A | #N/A | #N/A | #N/A | #N/A | #N/A | #N/A | #N/A | #N/A | #N/A | #N/A | #N/A | #N/A | #N/A | #N/A | #N/A | #N/A | #N/A | #N/A | #N/A | #N/A | #N/A | #N/A | #N/A | #N/A | #N/A | #N/A | #N/A | #N/A | #N/A | #N/A | #N/A | #N/A | #N/A | #N/A | #N/A | #N/A | #N/A | #N/A | #N/A | #N/A | #N/A | #N/A | #N/A | #N/A | #N/A | #N/A | #N/A | #N/A | #N/A | #N/A | #N/A | #N/A | #N/A | #N/A | #N/A | #N/A | #N/A | #N/A | #N/A | #N/A | #N/A | #N/A | #N/A | #N/A | #N/A | #N/A | #N/A | #N/A | #N/A | #N/A | #N/A | #N/A | #N/A | #N/A | #N/A | #N/A | #N/A | #N/A | #N/A | #N/A | #N/A | #N/A | #N/A | #N/A |  | #N/A | #N/A | #N/A | #N/A | #N/A | #N/A | #N/A | #N/A | #N/A | #N/A | #N/A | #N/A | #N/A | #N/A | #N/A | #N/A | #N/A | #N/A | #N/A | #N/A | #N/A | #N/A | #N/A | #N/A | #N/A | #N/A | #N/A | #N/A | #N/A | #N/A | #N/A | #N/A | #N/A | #N/A | #N/A | #N/A | #N/A | #N/A | #N/A | #N/A | #N/A | #N/A | #N/A | #N/A | #N/A | #N/A | #N/A | #N/A | #N/A | #N/A | #N/A | #N/A | #N/A | #N/A | #N/A | #N/A | #N/A | #N/A | #N/A | #N/A | #N/A | #N/A | #N/A | #N/A | #N/A | #N/A | #N/A | #N/A | #N/A | #N/A | #N/A | #N/A | #N/A | #N/A | #N/A | #N/A | #N/A | #N/A | #N/A | #N/A | #N/A | #N/A | #N/A | #N/A | #N/A | #N/A | #N/A | #N/A | #N/A | #N/A | #N/A | #N/A | #N/A | #N/A | #N/A | #N/A | #N/A | #N/A | #N/A | #N/A | #N/A | #N/A | #N/A | #N/A | #N/A | #N/A | #N/A | #N/A | #N/A | #N/A | #N/A | #N/A | #N/A | #N/A | #N/A | #N/A | #N/A | #N/A | #N/A | #N/A | #VALUE! | #VALUE! | #N/A | #N/A | #N/A | #N/A | #N/A | #N/A | #N/A | #N/A | #N/A | #N/A | #N/A | #N/A | #N/A | #N/A | #N/A | #N/A | #N/A | #N/A | Diff | #N/A | #N/A | #N/A | #N/A | #N/A | #N/A | #N/A | #N/A | #N/A | #N/A | #N/A | #N/A | #N/A | #N/A | #N/A | #N/A | #N/A | #N/A | #N/A | #N/A | #N/A | #N/A | #N/A | #N/A | #N/A | #N/A | #N/A | #N/A | #N/A | #N/A | #N/A | #N/A | #N/A | #N/A | #N/A | #N/A | #N/A | #N/A | #N/A | #N/A | #N/A | #N/A | #N/A | #N/A | #N/A | #N/A | #N/A | #N/A | #N/A | #N/A | #N/A | #N/A | #N/A | #N/A | #N/A | #N/A | #N/A | #N/A | #N/A | #N/A | #VALUE! | #N/A | #N/A | #N/A | #N/A | #N/A | #N/A | #N/A | #N/A | #N/A | #N/A | #N/A | #N/A | #N/A | #N/A | #N/A | #N/A | #N/A | #N/A | #N/A
| Proposed | Dist. (m) | [30 empty] | Fill: 0.0 sq.m. |  | 0 | 0 |  |  | #N/A | #N/A | #N/A | #N/A | #N/A | #N/A | #N/A | #N/A | #N/A | #N/A | #N/A | #N/A | #N/A | #N/A | #N/A | #N/A | #N/A | #N/A | #N/A | #N/A | #N/A | #N/A | #N/A | #N/A | #N/A | #N/A | #N/A | #N/A | #N/A | #N/A | #N/A | #N/A | #N/A | #N/A | #N/A | #N/A | #N/A | #N/A | #N/A | #N/A | #N/A | #N/A | #N/A | #N/A | #N/A | #N/A | #N/A | #N/A | #N/A | #N/A | #N/A | #N/A | #N/A | #N/A | #N/A | #N/A | #N/A | #N/A | #N/A | #N/A | 0 | 0 | 0 | 0 | 0 | 0 | 0 | 0 | 0 | 0 | 0 | 0 | 0 | 0 | 0 | 0 | 0 | 0 | 0 | 0 | 0 | 0 | 0 | 0 | 0 | 0 | 0 | 0 | 0 | 0 | 0 | 0 | 0 | 0 | 0 | 0 | 0 | 0 | 0 | 0 | 0 | 0 | 0 | 0 | 0 | 0 | 0 | 0 | 0 | 0 | 0 | 0 | 0 | 0 | 0 | 0 | 0 | 0 | 0 | 0 |  | #N/A | #N/A | #N/A | #N/A | #N/A | #N/A | #N/A | #N/A | #N/A | #N/A | #N/A | #N/A | #N/A | #N/A | #N/A | #N/A | #N/A | #N/A | #N/A | #N/A | #N/A | #N/A | #N/A | #N/A | #N/A | #N/A | #N/A | #N/A | #N/A | #N/A | #N/A | #N/A | #N/A | #N/A | #N/A | #N/A | #N/A | #N/A | #N/A | #N/A | #N/A | #N/A | #N/A | #N/A | #N/A | #N/A | #N/A | #N/A | #N/A | #N/A | #N/A | #N/A | #N/A | #N/A | #N/A | #N/A | #N/A | #N/A | #N/A | #N/A | #N/A | #N/A | #N/A | #N/A | #N/A | #N/A | #N/A | #N/A | #N/A | #N/A | #N/A | #N/A | #N/A | #N/A | #N/A | #N/A | #N/A | #N/A | #N/A | #N/A | #N/A | #N/A | #N/A | #N/A | #N/A | #N/A | #N/A | #N/A | #N/A | #N/A | #N/A | #N/A | #N/A | #N/A | #N/A | #N/A | #N/A | #N/A | #N/A | #N/A | #N/A | #N/A | #N/A | #N/A | #N/A | #N/A | #N/A | #N/A | #N/A | #N/A | #N/A | #N/A | #N/A | #N/A | #N/A | #N/A | #N/A | #N/A | #N/A | #N/A | #VALUE! | #N/A | #N/A | #N/A | #N/A | #N/A | #N/A | #N/A | #N/A | #N/A | #N/A | #N/A | #N/A | #N/A | #N/A | #N/A | #N/A | #N/A | #N/A | #N/A | Fill | [80 empty] | FILL= | 0 | CUT= | 0 | 0 | 0
|  | Level (m) | [34 empty] | 0 | 0 | [60 empty] | 0 | 0 | 0 | 0 | 0 | 0 | 0 | 0 | 0 | 0 | 0 | 0 | 0 | 0 | 0 | 0 | 0 | 0 | 0 | 0 | 0 | 0 | 0 | 0 | 0 | 0 | 0 | 0 | 0 | 0 | 0 | 0 | 0 | 0 | 0 | 0 | 0 | 0 | 0 | 0 | 0 | 0 | 0 | 0 | 0 | 0 | 0 | 0 | 0 | 0 | 0 | 0 | 0 | 0 | 0 | 0 | 0 | 0 | 0 | 0 | 0 | 0 | 0 | 0 | 0 | 0 | 0 | 0 | 0 | 0 | 0 | 0 | 0 | 0 | 0 | 0 | 0 | 0 | 0 | 0 | 0 | 0 | 0 | 0 | 0 | 0 | 0 | 0 | 0 | 0 | 0 | 0 | 0 | 0 | 0 | 0 | 0 | 0 | 0 | 0 | 0 | 0 | 0 | 0 | 0 | 0 | 0 | 0 | 0 | 0 | 0 | 0 | 0 | 0 | 0 | 0 | 0 | 0 | 0 | 0 | 0 | #N/A | #N/A | #N/A | #N/A | #N/A | #N/A | #N/A | #N/A | #N/A | #N/A | #N/A | #N/A | #N/A | #N/A | #N/A | #N/A | #N/A | #N/A | #N/A | #N/A | #N/A | #N/A | #N/A | #N/A | #N/A | #N/A | #N/A | #N/A | #N/A | #N/A | #N/A | #N/A | #N/A | #N/A | #N/A | #N/A | #N/A | #N/A | #N/A | #N/A | #N/A | #N/A | #N/A | #N/A | #N/A | #N/A | #N/A | #N/A | #N/A | #N/A | #N/A | #N/A | #N/A | #N/A | #N/A | #N/A | #N/A | #N/A | #N/A | #N/A | #VALUE! | #N/A | #N/A | #N/A | #N/A | #N/A | #N/A | #N/A | #N/A | #N/A | #N/A | #N/A | #N/A | #N/A | #N/A | #N/A | #N/A | #N/A | #N/A | #N/A | Cut
Sec. 20 | Existing | Dist. (m) | [30 empty] | Cut: 0.0 sq.m. |  | 0 | 0 |  |  | #N/A | #N/A | #N/A | #N/A | #N/A | #N/A | #N/A | #N/A | #N/A | #N/A | #N/A | #N/A | #N/A | #N/A | #N/A | #N/A | #N/A | #N/A | #N/A | #N/A | #N/A | #N/A | #N/A | #N/A | #N/A | #N/A | #N/A | #N/A | #N/A | #N/A | #N/A | #N/A | #N/A | #N/A | #N/A | #N/A | #N/A | #N/A | #N/A | #N/A | #N/A | #N/A | #N/A | #N/A | #N/A | #N/A | #N/A | #N/A | #N/A | #N/A | #N/A | #N/A | #N/A | #N/A | #N/A | #N/A | #N/A | #N/A | #N/A | #N/A | #N/A | #N/A | #N/A | #N/A | #N/A | #N/A | #N/A | #N/A | #N/A | #N/A | #N/A | #N/A | #N/A | #N/A | #N/A | #N/A | #N/A | #N/A | #N/A | #N/A | #N/A | #N/A | #N/A | #N/A | #N/A | #N/A | #N/A | #N/A | #N/A | #N/A | #N/A | #N/A | #N/A | #N/A | #N/A | #N/A | #N/A | #N/A | #N/A | #N/A | #N/A | #N/A | #N/A | #N/A | #N/A | #N/A | #N/A | #N/A | #N/A | #N/A | #N/A | #N/A | #N/A | #N/A | #N/A | #N/A | #N/A | #N/A | #N/A | #N/A |  | #N/A | #N/A | #N/A | #N/A | #N/A | #N/A | #N/A | #N/A | #N/A | #N/A | #N/A | #N/A | #N/A | #N/A | #N/A | #N/A | #N/A | #N/A | #N/A | #N/A | #N/A | #N/A | #N/A | #N/A | #N/A | #N/A | #N/A | #N/A | #N/A | #N/A | #N/A | #N/A | #N/A | #N/A | #N/A | #N/A | #N/A | #N/A | #N/A | #N/A | #N/A | #N/A | #N/A | #N/A | #N/A | #N/A | #N/A | #N/A | #N/A | #N/A | #N/A | #N/A | #N/A | #N/A | #N/A | #N/A | #N/A | #N/A | #N/A | #N/A | 1 | 2 | 3 | 4 | 5 | 6 | 7 | 8 | 9 | 10 | 11 | 12 | 13 | 14 | 15 | 16 | 17 | 18 | 19 | 20 | 21 | 22 | 23 | 24 | 25 | 26 | 27 | 28 | 29 | 30 | 31 | 32 | 33 | 34 | 35 | 36 | 37 | 38 | 39 | 40 | 41 | 42 | 43 | 44 | 45 | 46 | 47 | 48 | 49 | 50 | 51 | 52 | 53 | 54 | 55 | 56 | 57 | 58 | 59 | 60 | 61 | 62 | 63 | #N/A | #N/A | #N/A | #N/A | #N/A | #N/A | #N/A | #N/A | #N/A | #N/A | #N/A | #N/A | #N/A | #N/A | #N/A | #N/A | #N/A | Dist | #N/A | #N/A | #N/A | #N/A | #N/A | #N/A | #N/A | #N/A | #N/A | #N/A | #N/A | #N/A | #N/A | #N/A | #N/A | #N/A | #N/A | #N/A | #N/A | #N/A | #N/A | #N/A | #N/A | #N/A | #N/A | #N/A | #N/A | #N/A | #N/A | #N/A | #N/A | #N/A | #N/A | #N/A | #N/A | #N/A | #N/A | #N/A | #N/A | #N/A | #N/A | #N/A | #N/A | #N/A | #N/A | #N/A | #N/A | #N/A | #N/A | #N/A | #N/A | #N/A | #N/A | #N/A | #N/A | #N/A | #N/A | #N/A | #N/A | #N/A | #VALUE! | #VALUE! | #N/A | #N/A | #N/A | #N/A | #N/A | #N/A | #N/A | #N/A | #N/A | #N/A | #N/A | #N/A | #N/A | #N/A | #N/A | #N/A | #N/A | #N/A
|  | Level (m) | [34 empty] | 0 | 0 | #N/A | #N/A | #N/A | #N/A | #N/A | #N/A | #N/A | #N/A | #N/A | #N/A | #N/A | #N/A | #N/A | #N/A | #N/A | #N/A | #N/A | #N/A | #N/A | #N/A | #N/A | #N/A | #N/A | #N/A | #N/A | #N/A | #N/A | #N/A | #N/A | #N/A | #N/A | #N/A | #N/A | #N/A | #N/A | #N/A | #N/A | #N/A | #N/A | #N/A | #N/A | #N/A | #N/A | #N/A | #N/A | #N/A | #N/A | #N/A | #N/A | #N/A | #N/A | #N/A | #N/A | #N/A | #N/A | #N/A | #N/A | #N/A | #N/A | #N/A | #N/A | #N/A | #N/A | #N/A | #N/A | #N/A | #N/A | #N/A | #N/A | #N/A | #N/A | #N/A | #N/A | #N/A | #N/A | #N/A | #N/A | #N/A | #N/A | #N/A | #N/A | #N/A | #N/A | #N/A | #N/A | #N/A | #N/A | #N/A | #N/A | #N/A | #N/A | #N/A | #N/A | #N/A | #N/A | #N/A | #N/A | #N/A | #N/A | #N/A | #N/A | #N/A | #N/A | #N/A | #N/A | #N/A | #N/A | #N/A | #N/A | #N/A | #N/A | #N/A | #N/A | #N/A | #N/A | #N/A | #N/A | #N/A | #N/A | #N/A |  | #N/A | #N/A | #N/A | #N/A | #N/A | #N/A | #N/A | #N/A | #N/A | #N/A | #N/A | #N/A | #N/A | #N/A | #N/A | #N/A | #N/A | #N/A | #N/A | #N/A | #N/A | #N/A | #N/A | #N/A | #N/A | #N/A | #N/A | #N/A | #N/A | #N/A | #N/A | #N/A | #N/A | #N/A | #N/A | #N/A | #N/A | #N/A | #N/A | #N/A | #N/A | #N/A | #N/A | #N/A | #N/A | #N/A | #N/A | #N/A | #N/A | #N/A | #N/A | #N/A | #N/A | #N/A | #N/A | #N/A | #N/A | #N/A | #N/A | #N/A | #N/A | #N/A | #N/A | #N/A | #N/A | #N/A | #N/A | #N/A | #N/A | #N/A | #N/A | #N/A | #N/A | #N/A | #N/A | #N/A | #N/A | #N/A | #N/A | #N/A | #N/A | #N/A | #N/A | #N/A | #N/A | #N/A | #N/A | #N/A | #N/A | #N/A | #N/A | #N/A | #N/A | #N/A | #N/A | #N/A | #N/A | #N/A | #N/A | #N/A | #N/A | #N/A | #N/A | #N/A | #N/A | #N/A | #N/A | #N/A | #N/A | #N/A | #N/A | #N/A | #N/A | #N/A | #N/A | #N/A | #N/A | #N/A | #N/A | #N/A | #VALUE! | #VALUE! | #N/A | #N/A | #N/A | #N/A | #N/A | #N/A | #N/A | #N/A | #N/A | #N/A | #N/A | #N/A | #N/A | #N/A | #N/A | #N/A | #N/A | #N/A | Diff | #N/A | #N/A | #N/A | #N/A | #N/A | #N/A | #N/A | #N/A | #N/A | #N/A | #N/A | #N/A | #N/A | #N/A | #N/A | #N/A | #N/A | #N/A | #N/A | #N/A | #N/A | #N/A | #N/A | #N/A | #N/A | #N/A | #N/A | #N/A | #N/A | #N/A | #N/A | #N/A | #N/A | #N/A | #N/A | #N/A | #N/A | #N/A | #N/A | #N/A | #N/A | #N/A | #N/A | #N/A | #N/A | #N/A | #N/A | #N/A | #N/A | #N/A | #N/A | #N/A | #N/A | #N/A | #N/A | #N/A | #N/A | #N/A | #N/A | #N/A | #VALUE! | #N/A | #N/A | #N/A | #N/A | #N/A | #N/A | #N/A | #N/A | #N/A | #N/A | #N/A | #N/A | #N/A | #N/A | #N/A | #N/A | #N/A | #N/A | #N/A
| Proposed | Dist. (m) | [30 empty] | Fill: 0.0 sq.m. |  | 0 | 0 |  |  | #N/A | #N/A | #N/A | #N/A | #N/A | #N/A | #N/A | #N/A | #N/A | #N/A | #N/A | #N/A | #N/A | #N/A | #N/A | #N/A | #N/A | #N/A | #N/A | #N/A | #N/A | #N/A | #N/A | #N/A | #N/A | #N/A | #N/A | #N/A | #N/A | #N/A | #N/A | #N/A | #N/A | #N/A | #N/A | #N/A | #N/A | #N/A | #N/A | #N/A | #N/A | #N/A | #N/A | #N/A | #N/A | #N/A | #N/A | #N/A | #N/A | #N/A | #N/A | #N/A | #N/A | #N/A | #N/A | #N/A | #N/A | #N/A | #N/A | #N/A | 0 | 0 | 0 | 0 | 0 | 0 | 0 | 0 | 0 | 0 | 0 | 0 | 0 | 0 | 0 | 0 | 0 | 0 | 0 | 0 | 0 | 0 | 0 | 0 | 0 | 0 | 0 | 0 | 0 | 0 | 0 | 0 | 0 | 0 | 0 | 0 | 0 | 0 | 0 | 0 | 0 | 0 | 0 | 0 | 0 | 0 | 0 | 0 | 0 | 0 | 0 | 0 | 0 | 0 | 0 | 0 | 0 | 0 | 0 | 0 |  | #N/A | #N/A | #N/A | #N/A | #N/A | #N/A | #N/A | #N/A | #N/A | #N/A | #N/A | #N/A | #N/A | #N/A | #N/A | #N/A | #N/A | #N/A | #N/A | #N/A | #N/A | #N/A | #N/A | #N/A | #N/A | #N/A | #N/A | #N/A | #N/A | #N/A | #N/A | #N/A | #N/A | #N/A | #N/A | #N/A | #N/A | #N/A | #N/A | #N/A | #N/A | #N/A | #N/A | #N/A | #N/A | #N/A | #N/A | #N/A | #N/A | #N/A | #N/A | #N/A | #N/A | #N/A | #N/A | #N/A | #N/A | #N/A | #N/A | #N/A | #N/A | #N/A | #N/A | #N/A | #N/A | #N/A | #N/A | #N/A | #N/A | #N/A | #N/A | #N/A | #N/A | #N/A | #N/A | #N/A | #N/A | #N/A | #N/A | #N/A | #N/A | #N/A | #N/A | #N/A | #N/A | #N/A | #N/A | #N/A | #N/A | #N/A | #N/A | #N/A | #N/A | #N/A | #N/A | #N/A | #N/A | #N/A | #N/A | #N/A | #N/A | #N/A | #N/A | #N/A | #N/A | #N/A | #N/A | #N/A | #N/A | #N/A | #N/A | #N/A | #N/A | #N/A | #N/A | #N/A | #N/A | #N/A | #N/A | #N/A | #VALUE! | #N/A | #N/A | #N/A | #N/A | #N/A | #N/A | #N/A | #N/A | #N/A | #N/A | #N/A | #N/A | #N/A | #N/A | #N/A | #N/A | #N/A | #N/A | #N/A | Fill | [80 empty] | FILL= | 0 | CUT= | 0 | 0 | 0
|  | Level (m) | [34 empty] | 0 | 0 | [60 empty] | 0 | 0 | 0 | 0 | 0 | 0 | 0 | 0 | 0 | 0 | 0 | 0 | 0 | 0 | 0 | 0 | 0 | 0 | 0 | 0 | 0 | 0 | 0 | 0 | 0 | 0 | 0 | 0 | 0 | 0 | 0 | 0 | 0 | 0 | 0 | 0 | 0 | 0 | 0 | 0 | 0 | 0 | 0 | 0 | 0 | 0 | 0 | 0 | 0 | 0 | 0 | 0 | 0 | 0 | 0 | 0 | 0 | 0 | 0 | 0 | 0 | 0 | 0 | 0 | 0 | 0 | 0 | 0 | 0 | 0 | 0 | 0 | 0 | 0 | 0 | 0 | 0 | 0 | 0 | 0 | 0 | 0 | 0 | 0 | 0 | 0 | 0 | 0 | 0 | 0 | 0 | 0 | 0 | 0 | 0 | 0 | 0 | 0 | 0 | 0 | 0 | 0 | 0 | 0 | 0 | 0 | 0 | 0 | 0 | 0 | 0 | 0 | 0 | 0 | 0 | 0 | 0 | 0 | 0 | 0 | 0 | #N/A | #N/A | #N/A | #N/A | #N/A | #N/A | #N/A | #N/A | #N/A | #N/A | #N/A | #N/A | #N/A | #N/A | #N/A | #N/A | #N/A | #N/A | #N/A | #N/A | #N/A | #N/A | #N/A | #N/A | #N/A | #N/A | #N/A | #N/A | #N/A | #N/A | #N/A | #N/A | #N/A | #N/A | #N/A | #N/A | #N/A | #N/A | #N/A | #N/A | #N/A | #N/A | #N/A | #N/A | #N/A | #N/A | #N/A | #N/A | #N/A | #N/A | #N/A | #N/A | #N/A | #N/A | #N/A | #N/A | #N/A | #N/A | #N/A | #N/A | #VALUE! | #N/A | #N/A | #N/A | #N/A | #N/A | #N/A | #N/A | #N/A | #N/A | #N/A | #N/A | #N/A | #N/A | #N/A | #N/A | #N/A | #N/A | #N/A | #N/A | Cut

## Section Method
|  |  | How To Complete The Cross Section Method | Measurements |  |  | Volume Results
|  |  | 1) Type in the units being used → | Units (m/ft): | m |  | Cut: | 0 | cu.m.
|  |  | 2) Type in the known equal distance between the section lines → |  |  |  | Fill: | 0 | cu.m.
|  |  | 3) In the grey rows below, for each section, input the series of distances (along the section line) and elevations for the existing levels | Distance between sections: | 50 | m | Net: | 0 | cu.m.
4) Do the same for the proposed levels
5) Check that the section diagrams to the right of your data appear to be correct (Blue = Existing; Orange = Proposed)
6) The cut, fill and net volumes will be presented to the right, in the results → →
Sec. 1 | Existing | Dist. (m) | [5 empty] | Cut: 0.0 sq.m. |  | 0 | 0 |  |  | #N/A | #N/A | #N/A | #N/A | #N/A | #N/A | #N/A | #N/A | #N/A | #N/A | #N/A | #N/A | #N/A | #N/A | #N/A | #N/A | #N/A | #N/A | #N/A | #N/A | #N/A | #N/A | #N/A | #N/A | #N/A | #N/A | #N/A | #N/A | #N/A | #N/A | #N/A | #N/A | #N/A | #N/A | #N/A | #N/A | #N/A | #N/A | #N/A | #N/A | #N/A | #N/A | #N/A | #N/A | #N/A | #N/A | #N/A | #N/A | #N/A | #N/A | #N/A | #N/A | #N/A | #N/A | #N/A | #N/A | #N/A | #N/A | #N/A | #N/A | #N/A | #N/A | #N/A | #N/A | #N/A | #N/A | #N/A | #N/A | #N/A | #N/A | #N/A | #N/A | #N/A | #N/A | #N/A | #N/A | #N/A | #N/A | #N/A | #N/A | #N/A | #N/A | #N/A | #N/A | #N/A | #N/A | #N/A | #N/A | #N/A | #N/A | #N/A | #N/A | #N/A | #N/A | #N/A | #N/A | #N/A | #N/A | #N/A | #N/A | #N/A | #N/A | #N/A | #N/A | #N/A | #N/A | #N/A | #N/A | #N/A | #N/A | #N/A | #N/A | #N/A | #N/A | #N/A | #N/A | #N/A | #N/A | #N/A | #N/A |  | #N/A | #N/A | #N/A | #N/A | #N/A | #N/A | #N/A | #N/A | #N/A | #N/A | #N/A | #N/A | #N/A | #N/A | #N/A | #N/A | #N/A | #N/A | #N/A | #N/A | #N/A | #N/A | #N/A | #N/A | #N/A | #N/A | #N/A | #N/A | #N/A | #N/A | #N/A | #N/A | #N/A | #N/A | #N/A | #N/A | #N/A | #N/A | #N/A | #N/A | #N/A | #N/A | #N/A | #N/A | #N/A | #N/A | #N/A | #N/A | #N/A | #N/A | #N/A | #N/A | #N/A | #N/A | #N/A | #N/A | #N/A | #N/A | #N/A | #N/A | 1 | 2 | 3 | 4 | 5 | 6 | 7 | 8 | 9 | 10 | 11 | 12 | 13 | 14 | 15 | 16 | 17 | 18 | 19 | 20 | 21 | 22 | 23 | 24 | 25 | 26 | 27 | 28 | 29 | 30 | 31 | 32 | 33 | 34 | 35 | 36 | 37 | 38 | 39 | 40 | 41 | 42 | 43 | 44 | 45 | 46 | 47 | 48 | 49 | 50 | 51 | 52 | 53 | 54 | 55 | 56 | 57 | 58 | 59 | 60 | 61 | 62 | 63 | #N/A | #N/A | #N/A | #N/A | #N/A | #N/A | #N/A | #N/A | #N/A | #N/A | #N/A | #N/A | #N/A | #N/A | #N/A | #N/A | #N/A | Dist | #N/A | #N/A | #N/A | #N/A | #N/A | #N/A | #N/A | #N/A | #N/A | #N/A | #N/A | #N/A | #N/A | #N/A | #N/A | #N/A | #N/A | #N/A | #N/A | #N/A | #N/A | #N/A | #N/A | #N/A | #N/A | #N/A | #N/A | #N/A | #N/A | #N/A | #N/A | #N/A | #N/A | #N/A | #N/A | #N/A | #N/A | #N/A | #N/A | #N/A | #N/A | #N/A | #N/A | #N/A | #N/A | #N/A | #N/A | #N/A | #N/A | #N/A | #N/A | #N/A | #N/A | #N/A | #N/A | #N/A | #N/A | #N/A | #N/A | #N/A | #N/A | #N/A | #N/A | #N/A | #N/A | #N/A | #N/A | #N/A | #N/A | #N/A | #N/A | #N/A | #N/A | #N/A | #N/A | #N/A | #N/A | #N/A | #N/A | #N/A
|  | Level (m) | [9 empty] | 0 | 0 | #N/A | #N/A | #N/A | #N/A | #N/A | #N/A | #N/A | #N/A | #N/A | #N/A | #N/A | #N/A | #N/A | #N/A | #N/A | #N/A | #N/A | #N/A | #N/A | #N/A | #N/A | #N/A | #N/A | #N/A | #N/A | #N/A | #N/A | #N/A | #N/A | #N/A | #N/A | #N/A | #N/A | #N/A | #N/A | #N/A | #N/A | #N/A | #N/A | #N/A | #N/A | #N/A | #N/A | #N/A | #N/A | #N/A | #N/A | #N/A | #N/A | #N/A | #N/A | #N/A | #N/A | #N/A | #N/A | #N/A | #N/A | #N/A | #N/A | #N/A | #N/A | #N/A | #N/A | #N/A | #N/A | #N/A | #N/A | #N/A | #N/A | #N/A | #N/A | #N/A | #N/A | #N/A | #N/A | #N/A | #N/A | #N/A | #N/A | #N/A | #N/A | #N/A | #N/A | #N/A | #N/A | #N/A | #N/A | #N/A | #N/A | #N/A | #N/A | #N/A | #N/A | #N/A | #N/A | #N/A | #N/A | #N/A | #N/A | #N/A | #N/A | #N/A | #N/A | #N/A | #N/A | #N/A | #N/A | #N/A | #N/A | #N/A | #N/A | #N/A | #N/A | #N/A | #N/A | #N/A | #N/A | #N/A | #N/A | #N/A |  | #N/A | #N/A | #N/A | #N/A | #N/A | #N/A | #N/A | #N/A | #N/A | #N/A | #N/A | #N/A | #N/A | #N/A | #N/A | #N/A | #N/A | #N/A | #N/A | #N/A | #N/A | #N/A | #N/A | #N/A | #N/A | #N/A | #N/A | #N/A | #N/A | #N/A | #N/A | #N/A | #N/A | #N/A | #N/A | #N/A | #N/A | #N/A | #N/A | #N/A | #N/A | #N/A | #N/A | #N/A | #N/A | #N/A | #N/A | #N/A | #N/A | #N/A | #N/A | #N/A | #N/A | #N/A | #N/A | #N/A | #N/A | #N/A | #N/A | #N/A | #N/A | #N/A | #N/A | #N/A | #N/A | #N/A | #N/A | #N/A | #N/A | #N/A | #N/A | #N/A | #N/A | #N/A | #N/A | #N/A | #N/A | #N/A | #N/A | #N/A | #N/A | #N/A | #N/A | #N/A | #N/A | #N/A | #N/A | #N/A | #N/A | #N/A | #N/A | #N/A | #N/A | #N/A | #N/A | #N/A | #N/A | #N/A | #N/A | #N/A | #N/A | #N/A | #N/A | #N/A | #N/A | #N/A | #N/A | #N/A | #N/A | #N/A | #N/A | #N/A | #N/A | #N/A | #N/A | #N/A | #N/A | #N/A | #N/A | #N/A | #N/A | #N/A | #N/A | #N/A | #N/A | #N/A | #N/A | #N/A | #N/A | #N/A | #N/A | #N/A | #N/A | #N/A | #N/A | #N/A | #N/A | #N/A | #N/A | #N/A | Diff | #N/A | #N/A | #N/A | #N/A | #N/A | #N/A | #N/A | #N/A | #N/A | #N/A | #N/A | #N/A | #N/A | #N/A | #N/A | #N/A | #N/A | #N/A | #N/A | #N/A | #N/A | #N/A | #N/A | #N/A | #N/A | #N/A | #N/A | #N/A | #N/A | #N/A | #N/A | #N/A | #N/A | #N/A | #N/A | #N/A | #N/A | #N/A | #N/A | #N/A | #N/A | #N/A | #N/A | #N/A | #N/A | #N/A | #N/A | #N/A | #N/A | #N/A | #N/A | #N/A | #N/A | #N/A | #N/A | #N/A | #N/A | #N/A | #N/A | #N/A | #N/A | #N/A | #N/A | #N/A | #N/A | #N/A | #N/A | #N/A | #N/A | #N/A | #N/A | #N/A | #N/A | #N/A | #N/A | #N/A | #N/A | #N/A | #N/A | #N/A
| Proposed | Dist. (m) | [5 empty] | Fill: 0.0 sq.m. |  | 0 | 0 |  |  | #N/A | #N/A | #N/A | #N/A | #N/A | #N/A | #N/A | #N/A | #N/A | #N/A | #N/A | #N/A | #N/A | #N/A | #N/A | #N/A | #N/A | #N/A | #N/A | #N/A | #N/A | #N/A | #N/A | #N/A | #N/A | #N/A | #N/A | #N/A | #N/A | #N/A | #N/A | #N/A | #N/A | #N/A | #N/A | #N/A | #N/A | #N/A | #N/A | #N/A | #N/A | #N/A | #N/A | #N/A | #N/A | #N/A | #N/A | #N/A | #N/A | #N/A | #N/A | #N/A | #N/A | #N/A | #N/A | #N/A | #N/A | #N/A | #N/A | #N/A | 0 | 0 | 0 | 0 | 0 | 0 | 0 | 0 | 0 | 0 | 0 | 0 | 0 | 0 | 0 | 0 | 0 | 0 | 0 | 0 | 0 | 0 | 0 | 0 | 0 | 0 | 0 | 0 | 0 | 0 | 0 | 0 | 0 | 0 | 0 | 0 | 0 | 0 | 0 | 0 | 0 | 0 | 0 | 0 | 0 | 0 | 0 | 0 | 0 | 0 | 0 | 0 | 0 | 0 | 0 | 0 | 0 | 0 | 0 | 0 |  | #N/A | #N/A | #N/A | #N/A | #N/A | #N/A | #N/A | #N/A | #N/A | #N/A | #N/A | #N/A | #N/A | #N/A | #N/A | #N/A | #N/A | #N/A | #N/A | #N/A | #N/A | #N/A | #N/A | #N/A | #N/A | #N/A | #N/A | #N/A | #N/A | #N/A | #N/A | #N/A | #N/A | #N/A | #N/A | #N/A | #N/A | #N/A | #N/A | #N/A | #N/A | #N/A | #N/A | #N/A | #N/A | #N/A | #N/A | #N/A | #N/A | #N/A | #N/A | #N/A | #N/A | #N/A | #N/A | #N/A | #N/A | #N/A | #N/A | #N/A | #N/A | #N/A | #N/A | #N/A | #N/A | #N/A | #N/A | #N/A | #N/A | #N/A | #N/A | #N/A | #N/A | #N/A | #N/A | #N/A | #N/A | #N/A | #N/A | #N/A | #N/A | #N/A | #N/A | #N/A | #N/A | #N/A | #N/A | #N/A | #N/A | #N/A | #N/A | #N/A | #N/A | #N/A | #N/A | #N/A | #N/A | #N/A | #N/A | #N/A | #N/A | #N/A | #N/A | #N/A | #N/A | #N/A | #N/A | #N/A | #N/A | #N/A | #N/A | #N/A | #N/A | #N/A | #N/A | #N/A | #N/A | #N/A | #N/A | #N/A | #N/A | #N/A | #N/A | #N/A | #N/A | #N/A | #N/A | #N/A | #N/A | #N/A | #N/A | #N/A | #N/A | #N/A | #N/A | #N/A | #N/A | #N/A | #N/A | #N/A | Fill | [80 empty] | FILL= | 0 | CUT= | 0 | 0 | 0
|  | Level (m) | [9 empty] | 0 | 0 | [60 empty] | 0 | 0 | 0 | 0 | 0 | 0 | 0 | 0 | 0 | 0 | 0 | 0 | 0 | 0 | 0 | 0 | 0 | 0 | 0 | 0 | 0 | 0 | 0 | 0 | 0 | 0 | 0 | 0 | 0 | 0 | 0 | 0 | 0 | 0 | 0 | 0 | 0 | 0 | 0 | 0 | 0 | 0 | 0 | 0 | 0 | 0 | 0 | 0 | 0 | 0 | 0 | 0 | 0 | 0 | 0 | 0 | 0 | 0 | 0 | 0 | 0 | 0 | 0 | 0 | 0 | 0 | 0 | 0 | 0 | 0 | 0 | 0 | 0 | 0 | 0 | 0 | 0 | 0 | 0 | 0 | 0 | 0 | 0 | 0 | 0 | 0 | 0 | 0 | 0 | 0 | 0 | 0 | 0 | 0 | 0 | 0 | 0 | 0 | 0 | 0 | 0 | 0 | 0 | 0 | 0 | 0 | 0 | 0 | 0 | 0 | 0 | 0 | 0 | 0 | 0 | 0 | 0 | 0 | 0 | 0 | 0 | #N/A | #N/A | #N/A | #N/A | #N/A | #N/A | #N/A | #N/A | #N/A | #N/A | #N/A | #N/A | #N/A | #N/A | #N/A | #N/A | #N/A | #N/A | #N/A | #N/A | #N/A | #N/A | #N/A | #N/A | #N/A | #N/A | #N/A | #N/A | #N/A | #N/A | #N/A | #N/A | #N/A | #N/A | #N/A | #N/A | #N/A | #N/A | #N/A | #N/A | #N/A | #N/A | #N/A | #N/A | #N/A | #N/A | #N/A | #N/A | #N/A | #N/A | #N/A | #N/A | #N/A | #N/A | #N/A | #N/A | #N/A | #N/A | #N/A | #N/A | #N/A | #N/A | #N/A | #N/A | #N/A | #N/A | #N/A | #N/A | #N/A | #N/A | #N/A | #N/A | #N/A | #N/A | #N/A | #N/A | #N/A | #N/A | #N/A | #N/A | Cut
Sec. 2 | Existing | Dist. (m) | [5 empty] | Cut: 0.0 sq.m. |  | 0 | 0 |  |  | #N/A | #N/A | #N/A | #N/A | #N/A | #N/A | #N/A | #N/A | #N/A | #N/A | #N/A | #N/A | #N/A | #N/A | #N/A | #N/A | #N/A | #N/A | #N/A | #N/A | #N/A | #N/A | #N/A | #N/A | #N/A | #N/A | #N/A | #N/A | #N/A | #N/A | #N/A | #N/A | #N/A | #N/A | #N/A | #N/A | #N/A | #N/A | #N/A | #N/A | #N/A | #N/A | #N/A | #N/A | #N/A | #N/A | #N/A | #N/A | #N/A | #N/A | #N/A | #N/A | #N/A | #N/A | #N/A | #N/A | #N/A | #N/A | #N/A | #N/A | #N/A | #N/A | #N/A | #N/A | #N/A | #N/A | #N/A | #N/A | #N/A | #N/A | #N/A | #N/A | #N/A | #N/A | #N/A | #N/A | #N/A | #N/A | #N/A | #N/A | #N/A | #N/A | #N/A | #N/A | #N/A | #N/A | #N/A | #N/A | #N/A | #N/A | #N/A | #N/A | #N/A | #N/A | #N/A | #N/A | #N/A | #N/A | #N/A | #N/A | #N/A | #N/A | #N/A | #N/A | #N/A | #N/A | #N/A | #N/A | #N/A | #N/A | #N/A | #N/A | #N/A | #N/A | #N/A | #N/A | #N/A | #N/A | #N/A | #N/A |  | #N/A | #N/A | #N/A | #N/A | #N/A | #N/A | #N/A | #N/A | #N/A | #N/A | #N/A | #N/A | #N/A | #N/A | #N/A | #N/A | #N/A | #N/A | #N/A | #N/A | #N/A | #N/A | #N/A | #N/A | #N/A | #N/A | #N/A | #N/A | #N/A | #N/A | #N/A | #N/A | #N/A | #N/A | #N/A | #N/A | #N/A | #N/A | #N/A | #N/A | #N/A | #N/A | #N/A | #N/A | #N/A | #N/A | #N/A | #N/A | #N/A | #N/A | #N/A | #N/A | #N/A | #N/A | #N/A | #N/A | #N/A | #N/A | #N/A | #N/A | 1 | 2 | 3 | 4 | 5 | 6 | 7 | 8 | 9 | 10 | 11 | 12 | 13 | 14 | 15 | 16 | 17 | 18 | 19 | 20 | 21 | 22 | 23 | 24 | 25 | 26 | 27 | 28 | 29 | 30 | 31 | 32 | 33 | 34 | 35 | 36 | 37 | 38 | 39 | 40 | 41 | 42 | 43 | 44 | 45 | 46 | 47 | 48 | 49 | 50 | 51 | 52 | 53 | 54 | 55 | 56 | 57 | 58 | 59 | 60 | 61 | 62 | 63 | #N/A | #N/A | #N/A | #N/A | #N/A | #N/A | #N/A | #N/A | #N/A | #N/A | #N/A | #N/A | #N/A | #N/A | #N/A | #N/A | #N/A | Dist | #N/A | #N/A | #N/A | #N/A | #N/A | #N/A | #N/A | #N/A | #N/A | #N/A | #N/A | #N/A | #N/A | #N/A | #N/A | #N/A | #N/A | #N/A | #N/A | #N/A | #N/A | #N/A | #N/A | #N/A | #N/A | #N/A | #N/A | #N/A | #N/A | #N/A | #N/A | #N/A | #N/A | #N/A | #N/A | #N/A | #N/A | #N/A | #N/A | #N/A | #N/A | #N/A | #N/A | #N/A | #N/A | #N/A | #N/A | #N/A | #N/A | #N/A | #N/A | #N/A | #N/A | #N/A | #N/A | #N/A | #N/A | #N/A | #N/A | #N/A | #N/A | #N/A | #N/A | #N/A | #N/A | #N/A | #N/A | #N/A | #N/A | #N/A | #N/A | #N/A | #N/A | #N/A | #N/A | #N/A | #N/A | #N/A | #N/A | #N/A
|  | Level (m) | [9 empty] | 0 | 0 | #N/A | #N/A | #N/A | #N/A | #N/A | #N/A | #N/A | #N/A | #N/A | #N/A | #N/A | #N/A | #N/A | #N/A | #N/A | #N/A | #N/A | #N/A | #N/A | #N/A | #N/A | #N/A | #N/A | #N/A | #N/A | #N/A | #N/A | #N/A | #N/A | #N/A | #N/A | #N/A | #N/A | #N/A | #N/A | #N/A | #N/A | #N/A | #N/A | #N/A | #N/A | #N/A | #N/A | #N/A | #N/A | #N/A | #N/A | #N/A | #N/A | #N/A | #N/A | #N/A | #N/A | #N/A | #N/A | #N/A | #N/A | #N/A | #N/A | #N/A | #N/A | #N/A | #N/A | #N/A | #N/A | #N/A | #N/A | #N/A | #N/A | #N/A | #N/A | #N/A | #N/A | #N/A | #N/A | #N/A | #N/A | #N/A | #N/A | #N/A | #N/A | #N/A | #N/A | #N/A | #N/A | #N/A | #N/A | #N/A | #N/A | #N/A | #N/A | #N/A | #N/A | #N/A | #N/A | #N/A | #N/A | #N/A | #N/A | #N/A | #N/A | #N/A | #N/A | #N/A | #N/A | #N/A | #N/A | #N/A | #N/A | #N/A | #N/A | #N/A | #N/A | #N/A | #N/A | #N/A | #N/A | #N/A | #N/A | #N/A |  | #N/A | #N/A | #N/A | #N/A | #N/A | #N/A | #N/A | #N/A | #N/A | #N/A | #N/A | #N/A | #N/A | #N/A | #N/A | #N/A | #N/A | #N/A | #N/A | #N/A | #N/A | #N/A | #N/A | #N/A | #N/A | #N/A | #N/A | #N/A | #N/A | #N/A | #N/A | #N/A | #N/A | #N/A | #N/A | #N/A | #N/A | #N/A | #N/A | #N/A | #N/A | #N/A | #N/A | #N/A | #N/A | #N/A | #N/A | #N/A | #N/A | #N/A | #N/A | #N/A | #N/A | #N/A | #N/A | #N/A | #N/A | #N/A | #N/A | #N/A | #N/A | #N/A | #N/A | #N/A | #N/A | #N/A | #N/A | #N/A | #N/A | #N/A | #N/A | #N/A | #N/A | #N/A | #N/A | #N/A | #N/A | #N/A | #N/A | #N/A | #N/A | #N/A | #N/A | #N/A | #N/A | #N/A | #N/A | #N/A | #N/A | #N/A | #N/A | #N/A | #N/A | #N/A | #N/A | #N/A | #N/A | #N/A | #N/A | #N/A | #N/A | #N/A | #N/A | #N/A | #N/A | #N/A | #N/A | #N/A | #N/A | #N/A | #N/A | #N/A | #N/A | #N/A | #N/A | #N/A | #N/A | #N/A | #N/A | #N/A | #N/A | #N/A | #N/A | #N/A | #N/A | #N/A | #N/A | #N/A | #N/A | #N/A | #N/A | #N/A | #N/A | #N/A | #N/A | #N/A | #N/A | #N/A | #N/A | #N/A | Diff | #N/A | #N/A | #N/A | #N/A | #N/A | #N/A | #N/A | #N/A | #N/A | #N/A | #N/A | #N/A | #N/A | #N/A | #N/A | #N/A | #N/A | #N/A | #N/A | #N/A | #N/A | #N/A | #N/A | #N/A | #N/A | #N/A | #N/A | #N/A | #N/A | #N/A | #N/A | #N/A | #N/A | #N/A | #N/A | #N/A | #N/A | #N/A | #N/A | #N/A | #N/A | #N/A | #N/A | #N/A | #N/A | #N/A | #N/A | #N/A | #N/A | #N/A | #N/A | #N/A | #N/A | #N/A | #N/A | #N/A | #N/A | #N/A | #N/A | #N/A | #N/A | #N/A | #N/A | #N/A | #N/A | #N/A | #N/A | #N/A | #N/A | #N/A | #N/A | #N/A | #N/A | #N/A | #N/A | #N/A | #N/A | #N/A | #N/A | #N/A
| Proposed | Dist. (m) | [5 empty] | Fill: 0.0 sq.m. |  | 0 | 0 |  |  | #N/A | #N/A | #N/A | #N/A | #N/A | #N/A | #N/A | #N/A | #N/A | #N/A | #N/A | #N/A | #N/A | #N/A | #N/A | #N/A | #N/A | #N/A | #N/A | #N/A | #N/A | #N/A | #N/A | #N/A | #N/A | #N/A | #N/A | #N/A | #N/A | #N/A | #N/A | #N/A | #N/A | #N/A | #N/A | #N/A | #N/A | #N/A | #N/A | #N/A | #N/A | #N/A | #N/A | #N/A | #N/A | #N/A | #N/A | #N/A | #N/A | #N/A | #N/A | #N/A | #N/A | #N/A | #N/A | #N/A | #N/A | #N/A | #N/A | #N/A | 0 | 0 | 0 | 0 | 0 | 0 | 0 | 0 | 0 | 0 | 0 | 0 | 0 | 0 | 0 | 0 | 0 | 0 | 0 | 0 | 0 | 0 | 0 | 0 | 0 | 0 | 0 | 0 | 0 | 0 | 0 | 0 | 0 | 0 | 0 | 0 | 0 | 0 | 0 | 0 | 0 | 0 | 0 | 0 | 0 | 0 | 0 | 0 | 0 | 0 | 0 | 0 | 0 | 0 | 0 | 0 | 0 | 0 | 0 | 0 |  | #N/A | #N/A | #N/A | #N/A | #N/A | #N/A | #N/A | #N/A | #N/A | #N/A | #N/A | #N/A | #N/A | #N/A | #N/A | #N/A | #N/A | #N/A | #N/A | #N/A | #N/A | #N/A | #N/A | #N/A | #N/A | #N/A | #N/A | #N/A | #N/A | #N/A | #N/A | #N/A | #N/A | #N/A | #N/A | #N/A | #N/A | #N/A | #N/A | #N/A | #N/A | #N/A | #N/A | #N/A | #N/A | #N/A | #N/A | #N/A | #N/A | #N/A | #N/A | #N/A | #N/A | #N/A | #N/A | #N/A | #N/A | #N/A | #N/A | #N/A | #N/A | #N/A | #N/A | #N/A | #N/A | #N/A | #N/A | #N/A | #N/A | #N/A | #N/A | #N/A | #N/A | #N/A | #N/A | #N/A | #N/A | #N/A | #N/A | #N/A | #N/A | #N/A | #N/A | #N/A | #N/A | #N/A | #N/A | #N/A | #N/A | #N/A | #N/A | #N/A | #N/A | #N/A | #N/A | #N/A | #N/A | #N/A | #N/A | #N/A | #N/A | #N/A | #N/A | #N/A | #N/A | #N/A | #N/A | #N/A | #N/A | #N/A | #N/A | #N/A | #N/A | #N/A | #N/A | #N/A | #N/A | #N/A | #N/A | #N/A | #N/A | #N/A | #N/A | #N/A | #N/A | #N/A | #N/A | #N/A | #N/A | #N/A | #N/A | #N/A | #N/A | #N/A | #N/A | #N/A | #N/A | #N/A | #N/A | #N/A | Fill | [80 empty] | FILL= | 0 | CUT= | 0 | 0 | 0
|  | Level (m) | [9 empty] | 0 | 0 | [60 empty] | 0 | 0 | 0 | 0 | 0 | 0 | 0 | 0 | 0 | 0 | 0 | 0 | 0 | 0 | 0 | 0 | 0 | 0 | 0 | 0 | 0 | 0 | 0 | 0 | 0 | 0 | 0 | 0 | 0 | 0 | 0 | 0 | 0 | 0 | 0 | 0 | 0 | 0 | 0 | 0 | 0 | 0 | 0 | 0 | 0 | 0 | 0 | 0 | 0 | 0 | 0 | 0 | 0 | 0 | 0 | 0 | 0 | 0 | 0 | 0 | 0 | 0 | 0 | 0 | 0 | 0 | 0 | 0 | 0 | 0 | 0 | 0 | 0 | 0 | 0 | 0 | 0 | 0 | 0 | 0 | 0 | 0 | 0 | 0 | 0 | 0 | 0 | 0 | 0 | 0 | 0 | 0 | 0 | 0 | 0 | 0 | 0 | 0 | 0 | 0 | 0 | 0 | 0 | 0 | 0 | 0 | 0 | 0 | 0 | 0 | 0 | 0 | 0 | 0 | 0 | 0 | 0 | 0 | 0 | 0 | 0 | #N/A | #N/A | #N/A | #N/A | #N/A | #N/A | #N/A | #N/A | #N/A | #N/A | #N/A | #N/A | #N/A | #N/A | #N/A | #N/A | #N/A | #N/A | #N/A | #N/A | #N/A | #N/A | #N/A | #N/A | #N/A | #N/A | #N/A | #N/A | #N/A | #N/A | #N/A | #N/A | #N/A | #N/A | #N/A | #N/A | #N/A | #N/A | #N/A | #N/A | #N/A | #N/A | #N/A | #N/A | #N/A | #N/A | #N/A | #N/A | #N/A | #N/A | #N/A | #N/A | #N/A | #N/A | #N/A | #N/A | #N/A | #N/A | #N/A | #N/A | #N/A | #N/A | #N/A | #N/A | #N/A | #N/A | #N/A | #N/A | #N/A | #N/A | #N/A | #N/A | #N/A | #N/A | #N/A | #N/A | #N/A | #N/A | #N/A | #N/A | Cut
Sec. 3 | Existing | Dist. (m) | [5 empty] | Cut: 0.0 sq.m. |  | 0 | 0 |  |  | #N/A | #N/A | #N/A | #N/A | #N/A | #N/A | #N/A | #N/A | #N/A | #N/A | #N/A | #N/A | #N/A | #N/A | #N/A | #N/A | #N/A | #N/A | #N/A | #N/A | #N/A | #N/A | #N/A | #N/A | #N/A | #N/A | #N/A | #N/A | #N/A | #N/A | #N/A | #N/A | #N/A | #N/A | #N/A | #N/A | #N/A | #N/A | #N/A | #N/A | #N/A | #N/A | #N/A | #N/A | #N/A | #N/A | #N/A | #N/A | #N/A | #N/A | #N/A | #N/A | #N/A | #N/A | #N/A | #N/A | #N/A | #N/A | #N/A | #N/A | #N/A | #N/A | #N/A | #N/A | #N/A | #N/A | #N/A | #N/A | #N/A | #N/A | #N/A | #N/A | #N/A | #N/A | #N/A | #N/A | #N/A | #N/A | #N/A | #N/A | #N/A | #N/A | #N/A | #N/A | #N/A | #N/A | #N/A | #N/A | #N/A | #N/A | #N/A | #N/A | #N/A | #N/A | #N/A | #N/A | #N/A | #N/A | #N/A | #N/A | #N/A | #N/A | #N/A | #N/A | #N/A | #N/A | #N/A | #N/A | #N/A | #N/A | #N/A | #N/A | #N/A | #N/A | #N/A | #N/A | #N/A | #N/A | #N/A | #N/A |  | #N/A | #N/A | #N/A | #N/A | #N/A | #N/A | #N/A | #N/A | #N/A | #N/A | #N/A | #N/A | #N/A | #N/A | #N/A | #N/A | #N/A | #N/A | #N/A | #N/A | #N/A | #N/A | #N/A | #N/A | #N/A | #N/A | #N/A | #N/A | #N/A | #N/A | #N/A | #N/A | #N/A | #N/A | #N/A | #N/A | #N/A | #N/A | #N/A | #N/A | #N/A | #N/A | #N/A | #N/A | #N/A | #N/A | #N/A | #N/A | #N/A | #N/A | #N/A | #N/A | #N/A | #N/A | #N/A | #N/A | #N/A | #N/A | #N/A | #N/A | 1 | 2 | 3 | 4 | 5 | 6 | 7 | 8 | 9 | 10 | 11 | 12 | 13 | 14 | 15 | 16 | 17 | 18 | 19 | 20 | 21 | 22 | 23 | 24 | 25 | 26 | 27 | 28 | 29 | 30 | 31 | 32 | 33 | 34 | 35 | 36 | 37 | 38 | 39 | 40 | 41 | 42 | 43 | 44 | 45 | 46 | 47 | 48 | 49 | 50 | 51 | 52 | 53 | 54 | 55 | 56 | 57 | 58 | 59 | 60 | 61 | 62 | 63 | #N/A | #N/A | #N/A | #N/A | #N/A | #N/A | #N/A | #N/A | #N/A | #N/A | #N/A | #N/A | #N/A | #N/A | #N/A | #N/A | #N/A | Dist | #N/A | #N/A | #N/A | #N/A | #N/A | #N/A | #N/A | #N/A | #N/A | #N/A | #N/A | #N/A | #N/A | #N/A | #N/A | #N/A | #N/A | #N/A | #N/A | #N/A | #N/A | #N/A | #N/A | #N/A | #N/A | #N/A | #N/A | #N/A | #N/A | #N/A | #N/A | #N/A | #N/A | #N/A | #N/A | #N/A | #N/A | #N/A | #N/A | #N/A | #N/A | #N/A | #N/A | #N/A | #N/A | #N/A | #N/A | #N/A | #N/A | #N/A | #N/A | #N/A | #N/A | #N/A | #N/A | #N/A | #N/A | #N/A | #N/A | #N/A | #N/A | #N/A | #N/A | #N/A | #N/A | #N/A | #N/A | #N/A | #N/A | #N/A | #N/A | #N/A | #N/A | #N/A | #N/A | #N/A | #N/A | #N/A | #N/A | #N/A
|  | Level (m) | [9 empty] | 0 | 0 | #N/A | #N/A | #N/A | #N/A | #N/A | #N/A | #N/A | #N/A | #N/A | #N/A | #N/A | #N/A | #N/A | #N/A | #N/A | #N/A | #N/A | #N/A | #N/A | #N/A | #N/A | #N/A | #N/A | #N/A | #N/A | #N/A | #N/A | #N/A | #N/A | #N/A | #N/A | #N/A | #N/A | #N/A | #N/A | #N/A | #N/A | #N/A | #N/A | #N/A | #N/A | #N/A | #N/A | #N/A | #N/A | #N/A | #N/A | #N/A | #N/A | #N/A | #N/A | #N/A | #N/A | #N/A | #N/A | #N/A | #N/A | #N/A | #N/A | #N/A | #N/A | #N/A | #N/A | #N/A | #N/A | #N/A | #N/A | #N/A | #N/A | #N/A | #N/A | #N/A | #N/A | #N/A | #N/A | #N/A | #N/A | #N/A | #N/A | #N/A | #N/A | #N/A | #N/A | #N/A | #N/A | #N/A | #N/A | #N/A | #N/A | #N/A | #N/A | #N/A | #N/A | #N/A | #N/A | #N/A | #N/A | #N/A | #N/A | #N/A | #N/A | #N/A | #N/A | #N/A | #N/A | #N/A | #N/A | #N/A | #N/A | #N/A | #N/A | #N/A | #N/A | #N/A | #N/A | #N/A | #N/A | #N/A | #N/A | #N/A |  | #N/A | #N/A | #N/A | #N/A | #N/A | #N/A | #N/A | #N/A | #N/A | #N/A | #N/A | #N/A | #N/A | #N/A | #N/A | #N/A | #N/A | #N/A | #N/A | #N/A | #N/A | #N/A | #N/A | #N/A | #N/A | #N/A | #N/A | #N/A | #N/A | #N/A | #N/A | #N/A | #N/A | #N/A | #N/A | #N/A | #N/A | #N/A | #N/A | #N/A | #N/A | #N/A | #N/A | #N/A | #N/A | #N/A | #N/A | #N/A | #N/A | #N/A | #N/A | #N/A | #N/A | #N/A | #N/A | #N/A | #N/A | #N/A | #N/A | #N/A | #N/A | #N/A | #N/A | #N/A | #N/A | #N/A | #N/A | #N/A | #N/A | #N/A | #N/A | #N/A | #N/A | #N/A | #N/A | #N/A | #N/A | #N/A | #N/A | #N/A | #N/A | #N/A | #N/A | #N/A | #N/A | #N/A | #N/A | #N/A | #N/A | #N/A | #N/A | #N/A | #N/A | #N/A | #N/A | #N/A | #N/A | #N/A | #N/A | #N/A | #N/A | #N/A | #N/A | #N/A | #N/A | #N/A | #N/A | #N/A | #N/A | #N/A | #N/A | #N/A | #N/A | #N/A | #N/A | #N/A | #N/A | #N/A | #N/A | #N/A | #N/A | #N/A | #N/A | #N/A | #N/A | #N/A | #N/A | #N/A | #N/A | #N/A | #N/A | #N/A | #N/A | #N/A | #N/A | #N/A | #N/A | #N/A | #N/A | #N/A | Diff | #N/A | #N/A | #N/A | #N/A | #N/A | #N/A | #N/A | #N/A | #N/A | #N/A | #N/A | #N/A | #N/A | #N/A | #N/A | #N/A | #N/A | #N/A | #N/A | #N/A | #N/A | #N/A | #N/A | #N/A | #N/A | #N/A | #N/A | #N/A | #N/A | #N/A | #N/A | #N/A | #N/A | #N/A | #N/A | #N/A | #N/A | #N/A | #N/A | #N/A | #N/A | #N/A | #N/A | #N/A | #N/A | #N/A | #N/A | #N/A | #N/A | #N/A | #N/A | #N/A | #N/A | #N/A | #N/A | #N/A | #N/A | #N/A | #N/A | #N/A | #N/A | #N/A | #N/A | #N/A | #N/A | #N/A | #N/A | #N/A | #N/A | #N/A | #N/A | #N/A | #N/A | #N/A | #N/A | #N/A | #N/A | #N/A | #N/A | #N/A
| Proposed | Dist. (m) | [5 empty] | Fill: 0.0 sq.m. |  | 0 | 0 |  |  | #N/A | #N/A | #N/A | #N/A | #N/A | #N/A | #N/A | #N/A | #N/A | #N/A | #N/A | #N/A | #N/A | #N/A | #N/A | #N/A | #N/A | #N/A | #N/A | #N/A | #N/A | #N/A | #N/A | #N/A | #N/A | #N/A | #N/A | #N/A | #N/A | #N/A | #N/A | #N/A | #N/A | #N/A | #N/A | #N/A | #N/A | #N/A | #N/A | #N/A | #N/A | #N/A | #N/A | #N/A | #N/A | #N/A | #N/A | #N/A | #N/A | #N/A | #N/A | #N/A | #N/A | #N/A | #N/A | #N/A | #N/A | #N/A | #N/A | #N/A | 0 | 0 | 0 | 0 | 0 | 0 | 0 | 0 | 0 | 0 | 0 | 0 | 0 | 0 | 0 | 0 | 0 | 0 | 0 | 0 | 0 | 0 | 0 | 0 | 0 | 0 | 0 | 0 | 0 | 0 | 0 | 0 | 0 | 0 | 0 | 0 | 0 | 0 | 0 | 0 | 0 | 0 | 0 | 0 | 0 | 0 | 0 | 0 | 0 | 0 | 0 | 0 | 0 | 0 | 0 | 0 | 0 | 0 | 0 | 0 |  | #N/A | #N/A | #N/A | #N/A | #N/A | #N/A | #N/A | #N/A | #N/A | #N/A | #N/A | #N/A | #N/A | #N/A | #N/A | #N/A | #N/A | #N/A | #N/A | #N/A | #N/A | #N/A | #N/A | #N/A | #N/A | #N/A | #N/A | #N/A | #N/A | #N/A | #N/A | #N/A | #N/A | #N/A | #N/A | #N/A | #N/A | #N/A | #N/A | #N/A | #N/A | #N/A | #N/A | #N/A | #N/A | #N/A | #N/A | #N/A | #N/A | #N/A | #N/A | #N/A | #N/A | #N/A | #N/A | #N/A | #N/A | #N/A | #N/A | #N/A | #N/A | #N/A | #N/A | #N/A | #N/A | #N/A | #N/A | #N/A | #N/A | #N/A | #N/A | #N/A | #N/A | #N/A | #N/A | #N/A | #N/A | #N/A | #N/A | #N/A | #N/A | #N/A | #N/A | #N/A | #N/A | #N/A | #N/A | #N/A | #N/A | #N/A | #N/A | #N/A | #N/A | #N/A | #N/A | #N/A | #N/A | #N/A | #N/A | #N/A | #N/A | #N/A | #N/A | #N/A | #N/A | #N/A | #N/A | #N/A | #N/A | #N/A | #N/A | #N/A | #N/A | #N/A | #N/A | #N/A | #N/A | #N/A | #N/A | #N/A | #N/A | #N/A | #N/A | #N/A | #N/A | #N/A | #N/A | #N/A | #N/A | #N/A | #N/A | #N/A | #N/A | #N/A | #N/A | #N/A | #N/A | #N/A | #N/A | #N/A | Fill | [80 empty] | FILL= | 0 | CUT= | 0 | 0 | 0
|  | Level (m) | [9 empty] | 0 | 0 | [60 empty] | 0 | 0 | 0 | 0 | 0 | 0 | 0 | 0 | 0 | 0 | 0 | 0 | 0 | 0 | 0 | 0 | 0 | 0 | 0 | 0 | 0 | 0 | 0 | 0 | 0 | 0 | 0 | 0 | 0 | 0 | 0 | 0 | 0 | 0 | 0 | 0 | 0 | 0 | 0 | 0 | 0 | 0 | 0 | 0 | 0 | 0 | 0 | 0 | 0 | 0 | 0 | 0 | 0 | 0 | 0 | 0 | 0 | 0 | 0 | 0 | 0 | 0 | 0 | 0 | 0 | 0 | 0 | 0 | 0 | 0 | 0 | 0 | 0 | 0 | 0 | 0 | 0 | 0 | 0 | 0 | 0 | 0 | 0 | 0 | 0 | 0 | 0 | 0 | 0 | 0 | 0 | 0 | 0 | 0 | 0 | 0 | 0 | 0 | 0 | 0 | 0 | 0 | 0 | 0 | 0 | 0 | 0 | 0 | 0 | 0 | 0 | 0 | 0 | 0 | 0 | 0 | 0 | 0 | 0 | 0 | 0 | #N/A | #N/A | #N/A | #N/A | #N/A | #N/A | #N/A | #N/A | #N/A | #N/A | #N/A | #N/A | #N/A | #N/A | #N/A | #N/A | #N/A | #N/A | #N/A | #N/A | #N/A | #N/A | #N/A | #N/A | #N/A | #N/A | #N/A | #N/A | #N/A | #N/A | #N/A | #N/A | #N/A | #N/A | #N/A | #N/A | #N/A | #N/A | #N/A | #N/A | #N/A | #N/A | #N/A | #N/A | #N/A | #N/A | #N/A | #N/A | #N/A | #N/A | #N/A | #N/A | #N/A | #N/A | #N/A | #N/A | #N/A | #N/A | #N/A | #N/A | #N/A | #N/A | #N/A | #N/A | #N/A | #N/A | #N/A | #N/A | #N/A | #N/A | #N/A | #N/A | #N/A | #N/A | #N/A | #N/A | #N/A | #N/A | #N/A | #N/A | Cut
Sec. 4 | Existing | Dist. (m) | [5 empty] | Cut: 0.0 sq.m. |  | 0 | 0 |  |  | #N/A | #N/A | #N/A | #N/A | #N/A | #N/A | #N/A | #N/A | #N/A | #N/A | #N/A | #N/A | #N/A | #N/A | #N/A | #N/A | #N/A | #N/A | #N/A | #N/A | #N/A | #N/A | #N/A | #N/A | #N/A | #N/A | #N/A | #N/A | #N/A | #N/A | #N/A | #N/A | #N/A | #N/A | #N/A | #N/A | #N/A | #N/A | #N/A | #N/A | #N/A | #N/A | #N/A | #N/A | #N/A | #N/A | #N/A | #N/A | #N/A | #N/A | #N/A | #N/A | #N/A | #N/A | #N/A | #N/A | #N/A | #N/A | #N/A | #N/A | #N/A | #N/A | #N/A | #N/A | #N/A | #N/A | #N/A | #N/A | #N/A | #N/A | #N/A | #N/A | #N/A | #N/A | #N/A | #N/A | #N/A | #N/A | #N/A | #N/A | #N/A | #N/A | #N/A | #N/A | #N/A | #N/A | #N/A | #N/A | #N/A | #N/A | #N/A | #N/A | #N/A | #N/A | #N/A | #N/A | #N/A | #N/A | #N/A | #N/A | #N/A | #N/A | #N/A | #N/A | #N/A | #N/A | #N/A | #N/A | #N/A | #N/A | #N/A | #N/A | #N/A | #N/A | #N/A | #N/A | #N/A | #N/A | #N/A | #N/A |  | #N/A | #N/A | #N/A | #N/A | #N/A | #N/A | #N/A | #N/A | #N/A | #N/A | #N/A | #N/A | #N/A | #N/A | #N/A | #N/A | #N/A | #N/A | #N/A | #N/A | #N/A | #N/A | #N/A | #N/A | #N/A | #N/A | #N/A | #N/A | #N/A | #N/A | #N/A | #N/A | #N/A | #N/A | #N/A | #N/A | #N/A | #N/A | #N/A | #N/A | #N/A | #N/A | #N/A | #N/A | #N/A | #N/A | #N/A | #N/A | #N/A | #N/A | #N/A | #N/A | #N/A | #N/A | #N/A | #N/A | #N/A | #N/A | #N/A | #N/A | 1 | 2 | 3 | 4 | 5 | 6 | 7 | 8 | 9 | 10 | 11 | 12 | 13 | 14 | 15 | 16 | 17 | 18 | 19 | 20 | 21 | 22 | 23 | 24 | 25 | 26 | 27 | 28 | 29 | 30 | 31 | 32 | 33 | 34 | 35 | 36 | 37 | 38 | 39 | 40 | 41 | 42 | 43 | 44 | 45 | 46 | 47 | 48 | 49 | 50 | 51 | 52 | 53 | 54 | 55 | 56 | 57 | 58 | 59 | 60 | 61 | 62 | 63 | #N/A | #N/A | #N/A | #N/A | #N/A | #N/A | #N/A | #N/A | #N/A | #N/A | #N/A | #N/A | #N/A | #N/A | #N/A | #N/A | #N/A | Dist | #N/A | #N/A | #N/A | #N/A | #N/A | #N/A | #N/A | #N/A | #N/A | #N/A | #N/A | #N/A | #N/A | #N/A | #N/A | #N/A | #N/A | #N/A | #N/A | #N/A | #N/A | #N/A | #N/A | #N/A | #N/A | #N/A | #N/A | #N/A | #N/A | #N/A | #N/A | #N/A | #N/A | #N/A | #N/A | #N/A | #N/A | #N/A | #N/A | #N/A | #N/A | #N/A | #N/A | #N/A | #N/A | #N/A | #N/A | #N/A | #N/A | #N/A | #N/A | #N/A | #N/A | #N/A | #N/A | #N/A | #N/A | #N/A | #N/A | #N/A | #N/A | #N/A | #N/A | #N/A | #N/A | #N/A | #N/A | #N/A | #N/A | #N/A | #N/A | #N/A | #N/A | #N/A | #N/A | #N/A | #N/A | #N/A | #N/A | #N/A
|  | Level (m) | [9 empty] | 0 | 0 | #N/A | #N/A | #N/A | #N/A | #N/A | #N/A | #N/A | #N/A | #N/A | #N/A | #N/A | #N/A | #N/A | #N/A | #N/A | #N/A | #N/A | #N/A | #N/A | #N/A | #N/A | #N/A | #N/A | #N/A | #N/A | #N/A | #N/A | #N/A | #N/A | #N/A | #N/A | #N/A | #N/A | #N/A | #N/A | #N/A | #N/A | #N/A | #N/A | #N/A | #N/A | #N/A | #N/A | #N/A | #N/A | #N/A | #N/A | #N/A | #N/A | #N/A | #N/A | #N/A | #N/A | #N/A | #N/A | #N/A | #N/A | #N/A | #N/A | #N/A | #N/A | #N/A | #N/A | #N/A | #N/A | #N/A | #N/A | #N/A | #N/A | #N/A | #N/A | #N/A | #N/A | #N/A | #N/A | #N/A | #N/A | #N/A | #N/A | #N/A | #N/A | #N/A | #N/A | #N/A | #N/A | #N/A | #N/A | #N/A | #N/A | #N/A | #N/A | #N/A | #N/A | #N/A | #N/A | #N/A | #N/A | #N/A | #N/A | #N/A | #N/A | #N/A | #N/A | #N/A | #N/A | #N/A | #N/A | #N/A | #N/A | #N/A | #N/A | #N/A | #N/A | #N/A | #N/A | #N/A | #N/A | #N/A | #N/A | #N/A |  | #N/A | #N/A | #N/A | #N/A | #N/A | #N/A | #N/A | #N/A | #N/A | #N/A | #N/A | #N/A | #N/A | #N/A | #N/A | #N/A | #N/A | #N/A | #N/A | #N/A | #N/A | #N/A | #N/A | #N/A | #N/A | #N/A | #N/A | #N/A | #N/A | #N/A | #N/A | #N/A | #N/A | #N/A | #N/A | #N/A | #N/A | #N/A | #N/A | #N/A | #N/A | #N/A | #N/A | #N/A | #N/A | #N/A | #N/A | #N/A | #N/A | #N/A | #N/A | #N/A | #N/A | #N/A | #N/A | #N/A | #N/A | #N/A | #N/A | #N/A | #N/A | #N/A | #N/A | #N/A | #N/A | #N/A | #N/A | #N/A | #N/A | #N/A | #N/A | #N/A | #N/A | #N/A | #N/A | #N/A | #N/A | #N/A | #N/A | #N/A | #N/A | #N/A | #N/A | #N/A | #N/A | #N/A | #N/A | #N/A | #N/A | #N/A | #N/A | #N/A | #N/A | #N/A | #N/A | #N/A | #N/A | #N/A | #N/A | #N/A | #N/A | #N/A | #N/A | #N/A | #N/A | #N/A | #N/A | #N/A | #N/A | #N/A | #N/A | #N/A | #N/A | #N/A | #N/A | #N/A | #N/A | #N/A | #N/A | #N/A | #N/A | #N/A | #N/A | #N/A | #N/A | #N/A | #N/A | #N/A | #N/A | #N/A | #N/A | #N/A | #N/A | #N/A | #N/A | #N/A | #N/A | #N/A | #N/A | #N/A | Diff | #N/A | #N/A | #N/A | #N/A | #N/A | #N/A | #N/A | #N/A | #N/A | #N/A | #N/A | #N/A | #N/A | #N/A | #N/A | #N/A | #N/A | #N/A | #N/A | #N/A | #N/A | #N/A | #N/A | #N/A | #N/A | #N/A | #N/A | #N/A | #N/A | #N/A | #N/A | #N/A | #N/A | #N/A | #N/A | #N/A | #N/A | #N/A | #N/A | #N/A | #N/A | #N/A | #N/A | #N/A | #N/A | #N/A | #N/A | #N/A | #N/A | #N/A | #N/A | #N/A | #N/A | #N/A | #N/A | #N/A | #N/A | #N/A | #N/A | #N/A | #N/A | #N/A | #N/A | #N/A | #N/A | #N/A | #N/A | #N/A | #N/A | #N/A | #N/A | #N/A | #N/A | #N/A | #N/A | #N/A | #N/A | #N/A | #N/A | #N/A
| Proposed | Dist. (m) | [5 empty] | Fill: 0.0 sq.m. |  | 0 | 0 |  |  | #N/A | #N/A | #N/A | #N/A | #N/A | #N/A | #N/A | #N/A | #N/A | #N/A | #N/A | #N/A | #N/A | #N/A | #N/A | #N/A | #N/A | #N/A | #N/A | #N/A | #N/A | #N/A | #N/A | #N/A | #N/A | #N/A | #N/A | #N/A | #N/A | #N/A | #N/A | #N/A | #N/A | #N/A | #N/A | #N/A | #N/A | #N/A | #N/A | #N/A | #N/A | #N/A | #N/A | #N/A | #N/A | #N/A | #N/A | #N/A | #N/A | #N/A | #N/A | #N/A | #N/A | #N/A | #N/A | #N/A | #N/A | #N/A | #N/A | #N/A | 0 | 0 | 0 | 0 | 0 | 0 | 0 | 0 | 0 | 0 | 0 | 0 | 0 | 0 | 0 | 0 | 0 | 0 | 0 | 0 | 0 | 0 | 0 | 0 | 0 | 0 | 0 | 0 | 0 | 0 | 0 | 0 | 0 | 0 | 0 | 0 | 0 | 0 | 0 | 0 | 0 | 0 | 0 | 0 | 0 | 0 | 0 | 0 | 0 | 0 | 0 | 0 | 0 | 0 | 0 | 0 | 0 | 0 | 0 | 0 |  | #N/A | #N/A | #N/A | #N/A | #N/A | #N/A | #N/A | #N/A | #N/A | #N/A | #N/A | #N/A | #N/A | #N/A | #N/A | #N/A | #N/A | #N/A | #N/A | #N/A | #N/A | #N/A | #N/A | #N/A | #N/A | #N/A | #N/A | #N/A | #N/A | #N/A | #N/A | #N/A | #N/A | #N/A | #N/A | #N/A | #N/A | #N/A | #N/A | #N/A | #N/A | #N/A | #N/A | #N/A | #N/A | #N/A | #N/A | #N/A | #N/A | #N/A | #N/A | #N/A | #N/A | #N/A | #N/A | #N/A | #N/A | #N/A | #N/A | #N/A | #N/A | #N/A | #N/A | #N/A | #N/A | #N/A | #N/A | #N/A | #N/A | #N/A | #N/A | #N/A | #N/A | #N/A | #N/A | #N/A | #N/A | #N/A | #N/A | #N/A | #N/A | #N/A | #N/A | #N/A | #N/A | #N/A | #N/A | #N/A | #N/A | #N/A | #N/A | #N/A | #N/A | #N/A | #N/A | #N/A | #N/A | #N/A | #N/A | #N/A | #N/A | #N/A | #N/A | #N/A | #N/A | #N/A | #N/A | #N/A | #N/A | #N/A | #N/A | #N/A | #N/A | #N/A | #N/A | #N/A | #N/A | #N/A | #N/A | #N/A | #N/A | #N/A | #N/A | #N/A | #N/A | #N/A | #N/A | #N/A | #N/A | #N/A | #N/A | #N/A | #N/A | #N/A | #N/A | #N/A | #N/A | #N/A | #N/A | #N/A | Fill | [80 empty] | FILL= | 0 | CUT= | 0 | 0 | 0
|  | Level (m) | [9 empty] | 0 | 0 | [60 empty] | 0 | 0 | 0 | 0 | 0 | 0 | 0 | 0 | 0 | 0 | 0 | 0 | 0 | 0 | 0 | 0 | 0 | 0 | 0 | 0 | 0 | 0 | 0 | 0 | 0 | 0 | 0 | 0 | 0 | 0 | 0 | 0 | 0 | 0 | 0 | 0 | 0 | 0 | 0 | 0 | 0 | 0 | 0 | 0 | 0 | 0 | 0 | 0 | 0 | 0 | 0 | 0 | 0 | 0 | 0 | 0 | 0 | 0 | 0 | 0 | 0 | 0 | 0 | 0 | 0 | 0 | 0 | 0 | 0 | 0 | 0 | 0 | 0 | 0 | 0 | 0 | 0 | 0 | 0 | 0 | 0 | 0 | 0 | 0 | 0 | 0 | 0 | 0 | 0 | 0 | 0 | 0 | 0 | 0 | 0 | 0 | 0 | 0 | 0 | 0 | 0 | 0 | 0 | 0 | 0 | 0 | 0 | 0 | 0 | 0 | 0 | 0 | 0 | 0 | 0 | 0 | 0 | 0 | 0 | 0 | 0 | #N/A | #N/A | #N/A | #N/A | #N/A | #N/A | #N/A | #N/A | #N/A | #N/A | #N/A | #N/A | #N/A | #N/A | #N/A | #N/A | #N/A | #N/A | #N/A | #N/A | #N/A | #N/A | #N/A | #N/A | #N/A | #N/A | #N/A | #N/A | #N/A | #N/A | #N/A | #N/A | #N/A | #N/A | #N/A | #N/A | #N/A | #N/A | #N/A | #N/A | #N/A | #N/A | #N/A | #N/A | #N/A | #N/A | #N/A | #N/A | #N/A | #N/A | #N/A | #N/A | #N/A | #N/A | #N/A | #N/A | #N/A | #N/A | #N/A | #N/A | #N/A | #N/A | #N/A | #N/A | #N/A | #N/A | #N/A | #N/A | #N/A | #N/A | #N/A | #N/A | #N/A | #N/A | #N/A | #N/A | #N/A | #N/A | #N/A | #N/A | Cut
Sec. 5 | Existing | Dist. (m) | [5 empty] | Cut: 0.0 sq.m. |  | 0 | 0 |  |  | #N/A | #N/A | #N/A | #N/A | #N/A | #N/A | #N/A | #N/A | #N/A | #N/A | #N/A | #N/A | #N/A | #N/A | #N/A | #N/A | #N/A | #N/A | #N/A | #N/A | #N/A | #N/A | #N/A | #N/A | #N/A | #N/A | #N/A | #N/A | #N/A | #N/A | #N/A | #N/A | #N/A | #N/A | #N/A | #N/A | #N/A | #N/A | #N/A | #N/A | #N/A | #N/A | #N/A | #N/A | #N/A | #N/A | #N/A | #N/A | #N/A | #N/A | #N/A | #N/A | #N/A | #N/A | #N/A | #N/A | #N/A | #N/A | #N/A | #N/A | #N/A | #N/A | #N/A | #N/A | #N/A | #N/A | #N/A | #N/A | #N/A | #N/A | #N/A | #N/A | #N/A | #N/A | #N/A | #N/A | #N/A | #N/A | #N/A | #N/A | #N/A | #N/A | #N/A | #N/A | #N/A | #N/A | #N/A | #N/A | #N/A | #N/A | #N/A | #N/A | #N/A | #N/A | #N/A | #N/A | #N/A | #N/A | #N/A | #N/A | #N/A | #N/A | #N/A | #N/A | #N/A | #N/A | #N/A | #N/A | #N/A | #N/A | #N/A | #N/A | #N/A | #N/A | #N/A | #N/A | #N/A | #N/A | #N/A | #N/A |  | #N/A | #N/A | #N/A | #N/A | #N/A | #N/A | #N/A | #N/A | #N/A | #N/A | #N/A | #N/A | #N/A | #N/A | #N/A | #N/A | #N/A | #N/A | #N/A | #N/A | #N/A | #N/A | #N/A | #N/A | #N/A | #N/A | #N/A | #N/A | #N/A | #N/A | #N/A | #N/A | #N/A | #N/A | #N/A | #N/A | #N/A | #N/A | #N/A | #N/A | #N/A | #N/A | #N/A | #N/A | #N/A | #N/A | #N/A | #N/A | #N/A | #N/A | #N/A | #N/A | #N/A | #N/A | #N/A | #N/A | #N/A | #N/A | #N/A | #N/A | 1 | 2 | 3 | 4 | 5 | 6 | 7 | 8 | 9 | 10 | 11 | 12 | 13 | 14 | 15 | 16 | 17 | 18 | 19 | 20 | 21 | 22 | 23 | 24 | 25 | 26 | 27 | 28 | 29 | 30 | 31 | 32 | 33 | 34 | 35 | 36 | 37 | 38 | 39 | 40 | 41 | 42 | 43 | 44 | 45 | 46 | 47 | 48 | 49 | 50 | 51 | 52 | 53 | 54 | 55 | 56 | 57 | 58 | 59 | 60 | 61 | 62 | 63 | #N/A | #N/A | #N/A | #N/A | #N/A | #N/A | #N/A | #N/A | #N/A | #N/A | #N/A | #N/A | #N/A | #N/A | #N/A | #N/A | #N/A | Dist | #N/A | #N/A | #N/A | #N/A | #N/A | #N/A | #N/A | #N/A | #N/A | #N/A | #N/A | #N/A | #N/A | #N/A | #N/A | #N/A | #N/A | #N/A | #N/A | #N/A | #N/A | #N/A | #N/A | #N/A | #N/A | #N/A | #N/A | #N/A | #N/A | #N/A | #N/A | #N/A | #N/A | #N/A | #N/A | #N/A | #N/A | #N/A | #N/A | #N/A | #N/A | #N/A | #N/A | #N/A | #N/A | #N/A | #N/A | #N/A | #N/A | #N/A | #N/A | #N/A | #N/A | #N/A | #N/A | #N/A | #N/A | #N/A | #N/A | #N/A | #N/A | #N/A | #N/A | #N/A | #N/A | #N/A | #N/A | #N/A | #N/A | #N/A | #N/A | #N/A | #N/A | #N/A | #N/A | #N/A | #N/A | #N/A | #N/A | #N/A
|  | Level (m) | [9 empty] | 0 | 0 | #N/A | #N/A | #N/A | #N/A | #N/A | #N/A | #N/A | #N/A | #N/A | #N/A | #N/A | #N/A | #N/A | #N/A | #N/A | #N/A | #N/A | #N/A | #N/A | #N/A | #N/A | #N/A | #N/A | #N/A | #N/A | #N/A | #N/A | #N/A | #N/A | #N/A | #N/A | #N/A | #N/A | #N/A | #N/A | #N/A | #N/A | #N/A | #N/A | #N/A | #N/A | #N/A | #N/A | #N/A | #N/A | #N/A | #N/A | #N/A | #N/A | #N/A | #N/A | #N/A | #N/A | #N/A | #N/A | #N/A | #N/A | #N/A | #N/A | #N/A | #N/A | #N/A | #N/A | #N/A | #N/A | #N/A | #N/A | #N/A | #N/A | #N/A | #N/A | #N/A | #N/A | #N/A | #N/A | #N/A | #N/A | #N/A | #N/A | #N/A | #N/A | #N/A | #N/A | #N/A | #N/A | #N/A | #N/A | #N/A | #N/A | #N/A | #N/A | #N/A | #N/A | #N/A | #N/A | #N/A | #N/A | #N/A | #N/A | #N/A | #N/A | #N/A | #N/A | #N/A | #N/A | #N/A | #N/A | #N/A | #N/A | #N/A | #N/A | #N/A | #N/A | #N/A | #N/A | #N/A | #N/A | #N/A | #N/A | #N/A |  | #N/A | #N/A | #N/A | #N/A | #N/A | #N/A | #N/A | #N/A | #N/A | #N/A | #N/A | #N/A | #N/A | #N/A | #N/A | #N/A | #N/A | #N/A | #N/A | #N/A | #N/A | #N/A | #N/A | #N/A | #N/A | #N/A | #N/A | #N/A | #N/A | #N/A | #N/A | #N/A | #N/A | #N/A | #N/A | #N/A | #N/A | #N/A | #N/A | #N/A | #N/A | #N/A | #N/A | #N/A | #N/A | #N/A | #N/A | #N/A | #N/A | #N/A | #N/A | #N/A | #N/A | #N/A | #N/A | #N/A | #N/A | #N/A | #N/A | #N/A | #N/A | #N/A | #N/A | #N/A | #N/A | #N/A | #N/A | #N/A | #N/A | #N/A | #N/A | #N/A | #N/A | #N/A | #N/A | #N/A | #N/A | #N/A | #N/A | #N/A | #N/A | #N/A | #N/A | #N/A | #N/A | #N/A | #N/A | #N/A | #N/A | #N/A | #N/A | #N/A | #N/A | #N/A | #N/A | #N/A | #N/A | #N/A | #N/A | #N/A | #N/A | #N/A | #N/A | #N/A | #N/A | #N/A | #N/A | #N/A | #N/A | #N/A | #N/A | #N/A | #N/A | #N/A | #N/A | #N/A | #N/A | #N/A | #N/A | #N/A | #N/A | #N/A | #N/A | #N/A | #N/A | #N/A | #N/A | #N/A | #N/A | #N/A | #N/A | #N/A | #N/A | #N/A | #N/A | #N/A | #N/A | #N/A | #N/A | #N/A | Diff | #N/A | #N/A | #N/A | #N/A | #N/A | #N/A | #N/A | #N/A | #N/A | #N/A | #N/A | #N/A | #N/A | #N/A | #N/A | #N/A | #N/A | #N/A | #N/A | #N/A | #N/A | #N/A | #N/A | #N/A | #N/A | #N/A | #N/A | #N/A | #N/A | #N/A | #N/A | #N/A | #N/A | #N/A | #N/A | #N/A | #N/A | #N/A | #N/A | #N/A | #N/A | #N/A | #N/A | #N/A | #N/A | #N/A | #N/A | #N/A | #N/A | #N/A | #N/A | #N/A | #N/A | #N/A | #N/A | #N/A | #N/A | #N/A | #N/A | #N/A | #N/A | #N/A | #N/A | #N/A | #N/A | #N/A | #N/A | #N/A | #N/A | #N/A | #N/A | #N/A | #N/A | #N/A | #N/A | #N/A | #N/A | #N/A | #N/A | #N/A
| Proposed | Dist. (m) | [5 empty] | Fill: 0.0 sq.m. |  | 0 | 0 |  |  | #N/A | #N/A | #N/A | #N/A | #N/A | #N/A | #N/A | #N/A | #N/A | #N/A | #N/A | #N/A | #N/A | #N/A | #N/A | #N/A | #N/A | #N/A | #N/A | #N/A | #N/A | #N/A | #N/A | #N/A | #N/A | #N/A | #N/A | #N/A | #N/A | #N/A | #N/A | #N/A | #N/A | #N/A | #N/A | #N/A | #N/A | #N/A | #N/A | #N/A | #N/A | #N/A | #N/A | #N/A | #N/A | #N/A | #N/A | #N/A | #N/A | #N/A | #N/A | #N/A | #N/A | #N/A | #N/A | #N/A | #N/A | #N/A | #N/A | #N/A | 0 | 0 | 0 | 0 | 0 | 0 | 0 | 0 | 0 | 0 | 0 | 0 | 0 | 0 | 0 | 0 | 0 | 0 | 0 | 0 | 0 | 0 | 0 | 0 | 0 | 0 | 0 | 0 | 0 | 0 | 0 | 0 | 0 | 0 | 0 | 0 | 0 | 0 | 0 | 0 | 0 | 0 | 0 | 0 | 0 | 0 | 0 | 0 | 0 | 0 | 0 | 0 | 0 | 0 | 0 | 0 | 0 | 0 | 0 | 0 |  | #N/A | #N/A | #N/A | #N/A | #N/A | #N/A | #N/A | #N/A | #N/A | #N/A | #N/A | #N/A | #N/A | #N/A | #N/A | #N/A | #N/A | #N/A | #N/A | #N/A | #N/A | #N/A | #N/A | #N/A | #N/A | #N/A | #N/A | #N/A | #N/A | #N/A | #N/A | #N/A | #N/A | #N/A | #N/A | #N/A | #N/A | #N/A | #N/A | #N/A | #N/A | #N/A | #N/A | #N/A | #N/A | #N/A | #N/A | #N/A | #N/A | #N/A | #N/A | #N/A | #N/A | #N/A | #N/A | #N/A | #N/A | #N/A | #N/A | #N/A | #N/A | #N/A | #N/A | #N/A | #N/A | #N/A | #N/A | #N/A | #N/A | #N/A | #N/A | #N/A | #N/A | #N/A | #N/A | #N/A | #N/A | #N/A | #N/A | #N/A | #N/A | #N/A | #N/A | #N/A | #N/A | #N/A | #N/A | #N/A | #N/A | #N/A | #N/A | #N/A | #N/A | #N/A | #N/A | #N/A | #N/A | #N/A | #N/A | #N/A | #N/A | #N/A | #N/A | #N/A | #N/A | #N/A | #N/A | #N/A | #N/A | #N/A | #N/A | #N/A | #N/A | #N/A | #N/A | #N/A | #N/A | #N/A | #N/A | #N/A | #N/A | #N/A | #N/A | #N/A | #N/A | #N/A | #N/A | #N/A | #N/A | #N/A | #N/A | #N/A | #N/A | #N/A | #N/A | #N/A | #N/A | #N/A | #N/A | #N/A | Fill | [80 empty] | FILL= | 0 | CUT= | 0 | 0 | 0
|  | Level (m) | [9 empty] | 0 | 0 | [60 empty] | 0 | 0 | 0 | 0 | 0 | 0 | 0 | 0 | 0 | 0 | 0 | 0 | 0 | 0 | 0 | 0 | 0 | 0 | 0 | 0 | 0 | 0 | 0 | 0 | 0 | 0 | 0 | 0 | 0 | 0 | 0 | 0 | 0 | 0 | 0 | 0 | 0 | 0 | 0 | 0 | 0 | 0 | 0 | 0 | 0 | 0 | 0 | 0 | 0 | 0 | 0 | 0 | 0 | 0 | 0 | 0 | 0 | 0 | 0 | 0 | 0 | 0 | 0 | 0 | 0 | 0 | 0 | 0 | 0 | 0 | 0 | 0 | 0 | 0 | 0 | 0 | 0 | 0 | 0 | 0 | 0 | 0 | 0 | 0 | 0 | 0 | 0 | 0 | 0 | 0 | 0 | 0 | 0 | 0 | 0 | 0 | 0 | 0 | 0 | 0 | 0 | 0 | 0 | 0 | 0 | 0 | 0 | 0 | 0 | 0 | 0 | 0 | 0 | 0 | 0 | 0 | 0 | 0 | 0 | 0 | 0 | #N/A | #N/A | #N/A | #N/A | #N/A | #N/A | #N/A | #N/A | #N/A | #N/A | #N/A | #N/A | #N/A | #N/A | #N/A | #N/A | #N/A | #N/A | #N/A | #N/A | #N/A | #N/A | #N/A | #N/A | #N/A | #N/A | #N/A | #N/A | #N/A | #N/A | #N/A | #N/A | #N/A | #N/A | #N/A | #N/A | #N/A | #N/A | #N/A | #N/A | #N/A | #N/A | #N/A | #N/A | #N/A | #N/A | #N/A | #N/A | #N/A | #N/A | #N/A | #N/A | #N/A | #N/A | #N/A | #N/A | #N/A | #N/A | #N/A | #N/A | #N/A | #N/A | #N/A | #N/A | #N/A | #N/A | #N/A | #N/A | #N/A | #N/A | #N/A | #N/A | #N/A | #N/A | #N/A | #N/A | #N/A | #N/A | #N/A | #N/A | Cut
Sec. 6 | Existing | Dist. (m) | [5 empty] | Cut: 0.0 sq.m. |  | 0 | 0 |  |  | #N/A | #N/A | #N/A | #N/A | #N/A | #N/A | #N/A | #N/A | #N/A | #N/A | #N/A | #N/A | #N/A | #N/A | #N/A | #N/A | #N/A | #N/A | #N/A | #N/A | #N/A | #N/A | #N/A | #N/A | #N/A | #N/A | #N/A | #N/A | #N/A | #N/A | #N/A | #N/A | #N/A | #N/A | #N/A | #N/A | #N/A | #N/A | #N/A | #N/A | #N/A | #N/A | #N/A | #N/A | #N/A | #N/A | #N/A | #N/A | #N/A | #N/A | #N/A | #N/A | #N/A | #N/A | #N/A | #N/A | #N/A | #N/A | #N/A | #N/A | #N/A | #N/A | #N/A | #N/A | #N/A | #N/A | #N/A | #N/A | #N/A | #N/A | #N/A | #N/A | #N/A | #N/A | #N/A | #N/A | #N/A | #N/A | #N/A | #N/A | #N/A | #N/A | #N/A | #N/A | #N/A | #N/A | #N/A | #N/A | #N/A | #N/A | #N/A | #N/A | #N/A | #N/A | #N/A | #N/A | #N/A | #N/A | #N/A | #N/A | #N/A | #N/A | #N/A | #N/A | #N/A | #N/A | #N/A | #N/A | #N/A | #N/A | #N/A | #N/A | #N/A | #N/A | #N/A | #N/A | #N/A | #N/A | #N/A | #N/A |  | #N/A | #N/A | #N/A | #N/A | #N/A | #N/A | #N/A | #N/A | #N/A | #N/A | #N/A | #N/A | #N/A | #N/A | #N/A | #N/A | #N/A | #N/A | #N/A | #N/A | #N/A | #N/A | #N/A | #N/A | #N/A | #N/A | #N/A | #N/A | #N/A | #N/A | #N/A | #N/A | #N/A | #N/A | #N/A | #N/A | #N/A | #N/A | #N/A | #N/A | #N/A | #N/A | #N/A | #N/A | #N/A | #N/A | #N/A | #N/A | #N/A | #N/A | #N/A | #N/A | #N/A | #N/A | #N/A | #N/A | #N/A | #N/A | #N/A | #N/A | 1 | 2 | 3 | 4 | 5 | 6 | 7 | 8 | 9 | 10 | 11 | 12 | 13 | 14 | 15 | 16 | 17 | 18 | 19 | 20 | 21 | 22 | 23 | 24 | 25 | 26 | 27 | 28 | 29 | 30 | 31 | 32 | 33 | 34 | 35 | 36 | 37 | 38 | 39 | 40 | 41 | 42 | 43 | 44 | 45 | 46 | 47 | 48 | 49 | 50 | 51 | 52 | 53 | 54 | 55 | 56 | 57 | 58 | 59 | 60 | 61 | 62 | 63 | #N/A | #N/A | #N/A | #N/A | #N/A | #N/A | #N/A | #N/A | #N/A | #N/A | #N/A | #N/A | #N/A | #N/A | #N/A | #N/A | #N/A | Dist | #N/A | #N/A | #N/A | #N/A | #N/A | #N/A | #N/A | #N/A | #N/A | #N/A | #N/A | #N/A | #N/A | #N/A | #N/A | #N/A | #N/A | #N/A | #N/A | #N/A | #N/A | #N/A | #N/A | #N/A | #N/A | #N/A | #N/A | #N/A | #N/A | #N/A | #N/A | #N/A | #N/A | #N/A | #N/A | #N/A | #N/A | #N/A | #N/A | #N/A | #N/A | #N/A | #N/A | #N/A | #N/A | #N/A | #N/A | #N/A | #N/A | #N/A | #N/A | #N/A | #N/A | #N/A | #N/A | #N/A | #N/A | #N/A | #N/A | #N/A | #N/A | #N/A | #N/A | #N/A | #N/A | #N/A | #N/A | #N/A | #N/A | #N/A | #N/A | #N/A | #N/A | #N/A | #N/A | #N/A | #N/A | #N/A | #N/A | #N/A
|  | Level (m) | [9 empty] | 0 | 0 | #N/A | #N/A | #N/A | #N/A | #N/A | #N/A | #N/A | #N/A | #N/A | #N/A | #N/A | #N/A | #N/A | #N/A | #N/A | #N/A | #N/A | #N/A | #N/A | #N/A | #N/A | #N/A | #N/A | #N/A | #N/A | #N/A | #N/A | #N/A | #N/A | #N/A | #N/A | #N/A | #N/A | #N/A | #N/A | #N/A | #N/A | #N/A | #N/A | #N/A | #N/A | #N/A | #N/A | #N/A | #N/A | #N/A | #N/A | #N/A | #N/A | #N/A | #N/A | #N/A | #N/A | #N/A | #N/A | #N/A | #N/A | #N/A | #N/A | #N/A | #N/A | #N/A | #N/A | #N/A | #N/A | #N/A | #N/A | #N/A | #N/A | #N/A | #N/A | #N/A | #N/A | #N/A | #N/A | #N/A | #N/A | #N/A | #N/A | #N/A | #N/A | #N/A | #N/A | #N/A | #N/A | #N/A | #N/A | #N/A | #N/A | #N/A | #N/A | #N/A | #N/A | #N/A | #N/A | #N/A | #N/A | #N/A | #N/A | #N/A | #N/A | #N/A | #N/A | #N/A | #N/A | #N/A | #N/A | #N/A | #N/A | #N/A | #N/A | #N/A | #N/A | #N/A | #N/A | #N/A | #N/A | #N/A | #N/A | #N/A |  | #N/A | #N/A | #N/A | #N/A | #N/A | #N/A | #N/A | #N/A | #N/A | #N/A | #N/A | #N/A | #N/A | #N/A | #N/A | #N/A | #N/A | #N/A | #N/A | #N/A | #N/A | #N/A | #N/A | #N/A | #N/A | #N/A | #N/A | #N/A | #N/A | #N/A | #N/A | #N/A | #N/A | #N/A | #N/A | #N/A | #N/A | #N/A | #N/A | #N/A | #N/A | #N/A | #N/A | #N/A | #N/A | #N/A | #N/A | #N/A | #N/A | #N/A | #N/A | #N/A | #N/A | #N/A | #N/A | #N/A | #N/A | #N/A | #N/A | #N/A | #N/A | #N/A | #N/A | #N/A | #N/A | #N/A | #N/A | #N/A | #N/A | #N/A | #N/A | #N/A | #N/A | #N/A | #N/A | #N/A | #N/A | #N/A | #N/A | #N/A | #N/A | #N/A | #N/A | #N/A | #N/A | #N/A | #N/A | #N/A | #N/A | #N/A | #N/A | #N/A | #N/A | #N/A | #N/A | #N/A | #N/A | #N/A | #N/A | #N/A | #N/A | #N/A | #N/A | #N/A | #N/A | #N/A | #N/A | #N/A | #N/A | #N/A | #N/A | #N/A | #N/A | #N/A | #N/A | #N/A | #N/A | #N/A | #N/A | #N/A | #N/A | #N/A | #N/A | #N/A | #N/A | #N/A | #N/A | #N/A | #N/A | #N/A | #N/A | #N/A | #N/A | #N/A | #N/A | #N/A | #N/A | #N/A | #N/A | #N/A | Diff | #N/A | #N/A | #N/A | #N/A | #N/A | #N/A | #N/A | #N/A | #N/A | #N/A | #N/A | #N/A | #N/A | #N/A | #N/A | #N/A | #N/A | #N/A | #N/A | #N/A | #N/A | #N/A | #N/A | #N/A | #N/A | #N/A | #N/A | #N/A | #N/A | #N/A | #N/A | #N/A | #N/A | #N/A | #N/A | #N/A | #N/A | #N/A | #N/A | #N/A | #N/A | #N/A | #N/A | #N/A | #N/A | #N/A | #N/A | #N/A | #N/A | #N/A | #N/A | #N/A | #N/A | #N/A | #N/A | #N/A | #N/A | #N/A | #N/A | #N/A | #N/A | #N/A | #N/A | #N/A | #N/A | #N/A | #N/A | #N/A | #N/A | #N/A | #N/A | #N/A | #N/A | #N/A | #N/A | #N/A | #N/A | #N/A | #N/A | #N/A
| Proposed | Dist. (m) | [5 empty] | Fill: 0.0 sq.m. |  | 0 | 0 |  |  | #N/A | #N/A | #N/A | #N/A | #N/A | #N/A | #N/A | #N/A | #N/A | #N/A | #N/A | #N/A | #N/A | #N/A | #N/A | #N/A | #N/A | #N/A | #N/A | #N/A | #N/A | #N/A | #N/A | #N/A | #N/A | #N/A | #N/A | #N/A | #N/A | #N/A | #N/A | #N/A | #N/A | #N/A | #N/A | #N/A | #N/A | #N/A | #N/A | #N/A | #N/A | #N/A | #N/A | #N/A | #N/A | #N/A | #N/A | #N/A | #N/A | #N/A | #N/A | #N/A | #N/A | #N/A | #N/A | #N/A | #N/A | #N/A | #N/A | #N/A | 0 | 0 | 0 | 0 | 0 | 0 | 0 | 0 | 0 | 0 | 0 | 0 | 0 | 0 | 0 | 0 | 0 | 0 | 0 | 0 | 0 | 0 | 0 | 0 | 0 | 0 | 0 | 0 | 0 | 0 | 0 | 0 | 0 | 0 | 0 | 0 | 0 | 0 | 0 | 0 | 0 | 0 | 0 | 0 | 0 | 0 | 0 | 0 | 0 | 0 | 0 | 0 | 0 | 0 | 0 | 0 | 0 | 0 | 0 | 0 |  | #N/A | #N/A | #N/A | #N/A | #N/A | #N/A | #N/A | #N/A | #N/A | #N/A | #N/A | #N/A | #N/A | #N/A | #N/A | #N/A | #N/A | #N/A | #N/A | #N/A | #N/A | #N/A | #N/A | #N/A | #N/A | #N/A | #N/A | #N/A | #N/A | #N/A | #N/A | #N/A | #N/A | #N/A | #N/A | #N/A | #N/A | #N/A | #N/A | #N/A | #N/A | #N/A | #N/A | #N/A | #N/A | #N/A | #N/A | #N/A | #N/A | #N/A | #N/A | #N/A | #N/A | #N/A | #N/A | #N/A | #N/A | #N/A | #N/A | #N/A | #N/A | #N/A | #N/A | #N/A | #N/A | #N/A | #N/A | #N/A | #N/A | #N/A | #N/A | #N/A | #N/A | #N/A | #N/A | #N/A | #N/A | #N/A | #N/A | #N/A | #N/A | #N/A | #N/A | #N/A | #N/A | #N/A | #N/A | #N/A | #N/A | #N/A | #N/A | #N/A | #N/A | #N/A | #N/A | #N/A | #N/A | #N/A | #N/A | #N/A | #N/A | #N/A | #N/A | #N/A | #N/A | #N/A | #N/A | #N/A | #N/A | #N/A | #N/A | #N/A | #N/A | #N/A | #N/A | #N/A | #N/A | #N/A | #N/A | #N/A | #N/A | #N/A | #N/A | #N/A | #N/A | #N/A | #N/A | #N/A | #N/A | #N/A | #N/A | #N/A | #N/A | #N/A | #N/A | #N/A | #N/A | #N/A | #N/A | #N/A | Fill | [80 empty] | FILL= | 0 | CUT= | 0 | 0 | 0
|  | Level (m) | [9 empty] | 0 | 0 | [60 empty] | 0 | 0 | 0 | 0 | 0 | 0 | 0 | 0 | 0 | 0 | 0 | 0 | 0 | 0 | 0 | 0 | 0 | 0 | 0 | 0 | 0 | 0 | 0 | 0 | 0 | 0 | 0 | 0 | 0 | 0 | 0 | 0 | 0 | 0 | 0 | 0 | 0 | 0 | 0 | 0 | 0 | 0 | 0 | 0 | 0 | 0 | 0 | 0 | 0 | 0 | 0 | 0 | 0 | 0 | 0 | 0 | 0 | 0 | 0 | 0 | 0 | 0 | 0 | 0 | 0 | 0 | 0 | 0 | 0 | 0 | 0 | 0 | 0 | 0 | 0 | 0 | 0 | 0 | 0 | 0 | 0 | 0 | 0 | 0 | 0 | 0 | 0 | 0 | 0 | 0 | 0 | 0 | 0 | 0 | 0 | 0 | 0 | 0 | 0 | 0 | 0 | 0 | 0 | 0 | 0 | 0 | 0 | 0 | 0 | 0 | 0 | 0 | 0 | 0 | 0 | 0 | 0 | 0 | 0 | 0 | 0 | #N/A | #N/A | #N/A | #N/A | #N/A | #N/A | #N/A | #N/A | #N/A | #N/A | #N/A | #N/A | #N/A | #N/A | #N/A | #N/A | #N/A | #N/A | #N/A | #N/A | #N/A | #N/A | #N/A | #N/A | #N/A | #N/A | #N/A | #N/A | #N/A | #N/A | #N/A | #N/A | #N/A | #N/A | #N/A | #N/A | #N/A | #N/A | #N/A | #N/A | #N/A | #N/A | #N/A | #N/A | #N/A | #N/A | #N/A | #N/A | #N/A | #N/A | #N/A | #N/A | #N/A | #N/A | #N/A | #N/A | #N/A | #N/A | #N/A | #N/A | #N/A | #N/A | #N/A | #N/A | #N/A | #N/A | #N/A | #N/A | #N/A | #N/A | #N/A | #N/A | #N/A | #N/A | #N/A | #N/A | #N/A | #N/A | #N/A | #N/A | Cut
Sec. 7 | Existing | Dist. (m) | [5 empty] | Cut: 0.0 sq.m. |  | 0 | 0 |  |  | #N/A | #N/A | #N/A | #N/A | #N/A | #N/A | #N/A | #N/A | #N/A | #N/A | #N/A | #N/A | #N/A | #N/A | #N/A | #N/A | #N/A | #N/A | #N/A | #N/A | #N/A | #N/A | #N/A | #N/A | #N/A | #N/A | #N/A | #N/A | #N/A | #N/A | #N/A | #N/A | #N/A | #N/A | #N/A | #N/A | #N/A | #N/A | #N/A | #N/A | #N/A | #N/A | #N/A | #N/A | #N/A | #N/A | #N/A | #N/A | #N/A | #N/A | #N/A | #N/A | #N/A | #N/A | #N/A | #N/A | #N/A | #N/A | #N/A | #N/A | #N/A | #N/A | #N/A | #N/A | #N/A | #N/A | #N/A | #N/A | #N/A | #N/A | #N/A | #N/A | #N/A | #N/A | #N/A | #N/A | #N/A | #N/A | #N/A | #N/A | #N/A | #N/A | #N/A | #N/A | #N/A | #N/A | #N/A | #N/A | #N/A | #N/A | #N/A | #N/A | #N/A | #N/A | #N/A | #N/A | #N/A | #N/A | #N/A | #N/A | #N/A | #N/A | #N/A | #N/A | #N/A | #N/A | #N/A | #N/A | #N/A | #N/A | #N/A | #N/A | #N/A | #N/A | #N/A | #N/A | #N/A | #N/A | #N/A | #N/A |  | #N/A | #N/A | #N/A | #N/A | #N/A | #N/A | #N/A | #N/A | #N/A | #N/A | #N/A | #N/A | #N/A | #N/A | #N/A | #N/A | #N/A | #N/A | #N/A | #N/A | #N/A | #N/A | #N/A | #N/A | #N/A | #N/A | #N/A | #N/A | #N/A | #N/A | #N/A | #N/A | #N/A | #N/A | #N/A | #N/A | #N/A | #N/A | #N/A | #N/A | #N/A | #N/A | #N/A | #N/A | #N/A | #N/A | #N/A | #N/A | #N/A | #N/A | #N/A | #N/A | #N/A | #N/A | #N/A | #N/A | #N/A | #N/A | #N/A | #N/A | 1 | 2 | 3 | 4 | 5 | 6 | 7 | 8 | 9 | 10 | 11 | 12 | 13 | 14 | 15 | 16 | 17 | 18 | 19 | 20 | 21 | 22 | 23 | 24 | 25 | 26 | 27 | 28 | 29 | 30 | 31 | 32 | 33 | 34 | 35 | 36 | 37 | 38 | 39 | 40 | 41 | 42 | 43 | 44 | 45 | 46 | 47 | 48 | 49 | 50 | 51 | 52 | 53 | 54 | 55 | 56 | 57 | 58 | 59 | 60 | 61 | 62 | 63 | #N/A | #N/A | #N/A | #N/A | #N/A | #N/A | #N/A | #N/A | #N/A | #N/A | #N/A | #N/A | #N/A | #N/A | #N/A | #N/A | #N/A | Dist | #N/A | #N/A | #N/A | #N/A | #N/A | #N/A | #N/A | #N/A | #N/A | #N/A | #N/A | #N/A | #N/A | #N/A | #N/A | #N/A | #N/A | #N/A | #N/A | #N/A | #N/A | #N/A | #N/A | #N/A | #N/A | #N/A | #N/A | #N/A | #N/A | #N/A | #N/A | #N/A | #N/A | #N/A | #N/A | #N/A | #N/A | #N/A | #N/A | #N/A | #N/A | #N/A | #N/A | #N/A | #N/A | #N/A | #N/A | #N/A | #N/A | #N/A | #N/A | #N/A | #N/A | #N/A | #N/A | #N/A | #N/A | #N/A | #N/A | #N/A | #N/A | #N/A | #N/A | #N/A | #N/A | #N/A | #N/A | #N/A | #N/A | #N/A | #N/A | #N/A | #N/A | #N/A | #N/A | #N/A | #N/A | #N/A | #N/A | #N/A
|  | Level (m) | [9 empty] | 0 | 0 | #N/A | #N/A | #N/A | #N/A | #N/A | #N/A | #N/A | #N/A | #N/A | #N/A | #N/A | #N/A | #N/A | #N/A | #N/A | #N/A | #N/A | #N/A | #N/A | #N/A | #N/A | #N/A | #N/A | #N/A | #N/A | #N/A | #N/A | #N/A | #N/A | #N/A | #N/A | #N/A | #N/A | #N/A | #N/A | #N/A | #N/A | #N/A | #N/A | #N/A | #N/A | #N/A | #N/A | #N/A | #N/A | #N/A | #N/A | #N/A | #N/A | #N/A | #N/A | #N/A | #N/A | #N/A | #N/A | #N/A | #N/A | #N/A | #N/A | #N/A | #N/A | #N/A | #N/A | #N/A | #N/A | #N/A | #N/A | #N/A | #N/A | #N/A | #N/A | #N/A | #N/A | #N/A | #N/A | #N/A | #N/A | #N/A | #N/A | #N/A | #N/A | #N/A | #N/A | #N/A | #N/A | #N/A | #N/A | #N/A | #N/A | #N/A | #N/A | #N/A | #N/A | #N/A | #N/A | #N/A | #N/A | #N/A | #N/A | #N/A | #N/A | #N/A | #N/A | #N/A | #N/A | #N/A | #N/A | #N/A | #N/A | #N/A | #N/A | #N/A | #N/A | #N/A | #N/A | #N/A | #N/A | #N/A | #N/A | #N/A |  | #N/A | #N/A | #N/A | #N/A | #N/A | #N/A | #N/A | #N/A | #N/A | #N/A | #N/A | #N/A | #N/A | #N/A | #N/A | #N/A | #N/A | #N/A | #N/A | #N/A | #N/A | #N/A | #N/A | #N/A | #N/A | #N/A | #N/A | #N/A | #N/A | #N/A | #N/A | #N/A | #N/A | #N/A | #N/A | #N/A | #N/A | #N/A | #N/A | #N/A | #N/A | #N/A | #N/A | #N/A | #N/A | #N/A | #N/A | #N/A | #N/A | #N/A | #N/A | #N/A | #N/A | #N/A | #N/A | #N/A | #N/A | #N/A | #N/A | #N/A | #N/A | #N/A | #N/A | #N/A | #N/A | #N/A | #N/A | #N/A | #N/A | #N/A | #N/A | #N/A | #N/A | #N/A | #N/A | #N/A | #N/A | #N/A | #N/A | #N/A | #N/A | #N/A | #N/A | #N/A | #N/A | #N/A | #N/A | #N/A | #N/A | #N/A | #N/A | #N/A | #N/A | #N/A | #N/A | #N/A | #N/A | #N/A | #N/A | #N/A | #N/A | #N/A | #N/A | #N/A | #N/A | #N/A | #N/A | #N/A | #N/A | #N/A | #N/A | #N/A | #N/A | #N/A | #N/A | #N/A | #N/A | #N/A | #N/A | #N/A | #N/A | #N/A | #N/A | #N/A | #N/A | #N/A | #N/A | #N/A | #N/A | #N/A | #N/A | #N/A | #N/A | #N/A | #N/A | #N/A | #N/A | #N/A | #N/A | #N/A | Diff | #N/A | #N/A | #N/A | #N/A | #N/A | #N/A | #N/A | #N/A | #N/A | #N/A | #N/A | #N/A | #N/A | #N/A | #N/A | #N/A | #N/A | #N/A | #N/A | #N/A | #N/A | #N/A | #N/A | #N/A | #N/A | #N/A | #N/A | #N/A | #N/A | #N/A | #N/A | #N/A | #N/A | #N/A | #N/A | #N/A | #N/A | #N/A | #N/A | #N/A | #N/A | #N/A | #N/A | #N/A | #N/A | #N/A | #N/A | #N/A | #N/A | #N/A | #N/A | #N/A | #N/A | #N/A | #N/A | #N/A | #N/A | #N/A | #N/A | #N/A | #N/A | #N/A | #N/A | #N/A | #N/A | #N/A | #N/A | #N/A | #N/A | #N/A | #N/A | #N/A | #N/A | #N/A | #N/A | #N/A | #N/A | #N/A | #N/A | #N/A
| Proposed | Dist. (m) | [5 empty] | Fill: 0.0 sq.m. |  | 0 | 0 |  |  | #N/A | #N/A | #N/A | #N/A | #N/A | #N/A | #N/A | #N/A | #N/A | #N/A | #N/A | #N/A | #N/A | #N/A | #N/A | #N/A | #N/A | #N/A | #N/A | #N/A | #N/A | #N/A | #N/A | #N/A | #N/A | #N/A | #N/A | #N/A | #N/A | #N/A | #N/A | #N/A | #N/A | #N/A | #N/A | #N/A | #N/A | #N/A | #N/A | #N/A | #N/A | #N/A | #N/A | #N/A | #N/A | #N/A | #N/A | #N/A | #N/A | #N/A | #N/A | #N/A | #N/A | #N/A | #N/A | #N/A | #N/A | #N/A | #N/A | #N/A | 0 | 0 | 0 | 0 | 0 | 0 | 0 | 0 | 0 | 0 | 0 | 0 | 0 | 0 | 0 | 0 | 0 | 0 | 0 | 0 | 0 | 0 | 0 | 0 | 0 | 0 | 0 | 0 | 0 | 0 | 0 | 0 | 0 | 0 | 0 | 0 | 0 | 0 | 0 | 0 | 0 | 0 | 0 | 0 | 0 | 0 | 0 | 0 | 0 | 0 | 0 | 0 | 0 | 0 | 0 | 0 | 0 | 0 | 0 | 0 |  | #N/A | #N/A | #N/A | #N/A | #N/A | #N/A | #N/A | #N/A | #N/A | #N/A | #N/A | #N/A | #N/A | #N/A | #N/A | #N/A | #N/A | #N/A | #N/A | #N/A | #N/A | #N/A | #N/A | #N/A | #N/A | #N/A | #N/A | #N/A | #N/A | #N/A | #N/A | #N/A | #N/A | #N/A | #N/A | #N/A | #N/A | #N/A | #N/A | #N/A | #N/A | #N/A | #N/A | #N/A | #N/A | #N/A | #N/A | #N/A | #N/A | #N/A | #N/A | #N/A | #N/A | #N/A | #N/A | #N/A | #N/A | #N/A | #N/A | #N/A | #N/A | #N/A | #N/A | #N/A | #N/A | #N/A | #N/A | #N/A | #N/A | #N/A | #N/A | #N/A | #N/A | #N/A | #N/A | #N/A | #N/A | #N/A | #N/A | #N/A | #N/A | #N/A | #N/A | #N/A | #N/A | #N/A | #N/A | #N/A | #N/A | #N/A | #N/A | #N/A | #N/A | #N/A | #N/A | #N/A | #N/A | #N/A | #N/A | #N/A | #N/A | #N/A | #N/A | #N/A | #N/A | #N/A | #N/A | #N/A | #N/A | #N/A | #N/A | #N/A | #N/A | #N/A | #N/A | #N/A | #N/A | #N/A | #N/A | #N/A | #N/A | #N/A | #N/A | #N/A | #N/A | #N/A | #N/A | #N/A | #N/A | #N/A | #N/A | #N/A | #N/A | #N/A | #N/A | #N/A | #N/A | #N/A | #N/A | #N/A | Fill | [80 empty] | FILL= | 0 | CUT= | 0 | 0 | 0
|  | Level (m) | [9 empty] | 0 | 0 | [60 empty] | 0 | 0 | 0 | 0 | 0 | 0 | 0 | 0 | 0 | 0 | 0 | 0 | 0 | 0 | 0 | 0 | 0 | 0 | 0 | 0 | 0 | 0 | 0 | 0 | 0 | 0 | 0 | 0 | 0 | 0 | 0 | 0 | 0 | 0 | 0 | 0 | 0 | 0 | 0 | 0 | 0 | 0 | 0 | 0 | 0 | 0 | 0 | 0 | 0 | 0 | 0 | 0 | 0 | 0 | 0 | 0 | 0 | 0 | 0 | 0 | 0 | 0 | 0 | 0 | 0 | 0 | 0 | 0 | 0 | 0 | 0 | 0 | 0 | 0 | 0 | 0 | 0 | 0 | 0 | 0 | 0 | 0 | 0 | 0 | 0 | 0 | 0 | 0 | 0 | 0 | 0 | 0 | 0 | 0 | 0 | 0 | 0 | 0 | 0 | 0 | 0 | 0 | 0 | 0 | 0 | 0 | 0 | 0 | 0 | 0 | 0 | 0 | 0 | 0 | 0 | 0 | 0 | 0 | 0 | 0 | 0 | #N/A | #N/A | #N/A | #N/A | #N/A | #N/A | #N/A | #N/A | #N/A | #N/A | #N/A | #N/A | #N/A | #N/A | #N/A | #N/A | #N/A | #N/A | #N/A | #N/A | #N/A | #N/A | #N/A | #N/A | #N/A | #N/A | #N/A | #N/A | #N/A | #N/A | #N/A | #N/A | #N/A | #N/A | #N/A | #N/A | #N/A | #N/A | #N/A | #N/A | #N/A | #N/A | #N/A | #N/A | #N/A | #N/A | #N/A | #N/A | #N/A | #N/A | #N/A | #N/A | #N/A | #N/A | #N/A | #N/A | #N/A | #N/A | #N/A | #N/A | #N/A | #N/A | #N/A | #N/A | #N/A | #N/A | #N/A | #N/A | #N/A | #N/A | #N/A | #N/A | #N/A | #N/A | #N/A | #N/A | #N/A | #N/A | #N/A | #N/A | Cut
Sec. 8 | Existing | Dist. (m) | [5 empty] | Cut: 0.0 sq.m. |  | 0 | 0 |  |  | #N/A | #N/A | #N/A | #N/A | #N/A | #N/A | #N/A | #N/A | #N/A | #N/A | #N/A | #N/A | #N/A | #N/A | #N/A | #N/A | #N/A | #N/A | #N/A | #N/A | #N/A | #N/A | #N/A | #N/A | #N/A | #N/A | #N/A | #N/A | #N/A | #N/A | #N/A | #N/A | #N/A | #N/A | #N/A | #N/A | #N/A | #N/A | #N/A | #N/A | #N/A | #N/A | #N/A | #N/A | #N/A | #N/A | #N/A | #N/A | #N/A | #N/A | #N/A | #N/A | #N/A | #N/A | #N/A | #N/A | #N/A | #N/A | #N/A | #N/A | #N/A | #N/A | #N/A | #N/A | #N/A | #N/A | #N/A | #N/A | #N/A | #N/A | #N/A | #N/A | #N/A | #N/A | #N/A | #N/A | #N/A | #N/A | #N/A | #N/A | #N/A | #N/A | #N/A | #N/A | #N/A | #N/A | #N/A | #N/A | #N/A | #N/A | #N/A | #N/A | #N/A | #N/A | #N/A | #N/A | #N/A | #N/A | #N/A | #N/A | #N/A | #N/A | #N/A | #N/A | #N/A | #N/A | #N/A | #N/A | #N/A | #N/A | #N/A | #N/A | #N/A | #N/A | #N/A | #N/A | #N/A | #N/A | #N/A | #N/A |  | #N/A | #N/A | #N/A | #N/A | #N/A | #N/A | #N/A | #N/A | #N/A | #N/A | #N/A | #N/A | #N/A | #N/A | #N/A | #N/A | #N/A | #N/A | #N/A | #N/A | #N/A | #N/A | #N/A | #N/A | #N/A | #N/A | #N/A | #N/A | #N/A | #N/A | #N/A | #N/A | #N/A | #N/A | #N/A | #N/A | #N/A | #N/A | #N/A | #N/A | #N/A | #N/A | #N/A | #N/A | #N/A | #N/A | #N/A | #N/A | #N/A | #N/A | #N/A | #N/A | #N/A | #N/A | #N/A | #N/A | #N/A | #N/A | #N/A | #N/A | 1 | 2 | 3 | 4 | 5 | 6 | 7 | 8 | 9 | 10 | 11 | 12 | 13 | 14 | 15 | 16 | 17 | 18 | 19 | 20 | 21 | 22 | 23 | 24 | 25 | 26 | 27 | 28 | 29 | 30 | 31 | 32 | 33 | 34 | 35 | 36 | 37 | 38 | 39 | 40 | 41 | 42 | 43 | 44 | 45 | 46 | 47 | 48 | 49 | 50 | 51 | 52 | 53 | 54 | 55 | 56 | 57 | 58 | 59 | 60 | 61 | 62 | 63 | #N/A | #N/A | #N/A | #N/A | #N/A | #N/A | #N/A | #N/A | #N/A | #N/A | #N/A | #N/A | #N/A | #N/A | #N/A | #N/A | #N/A | Dist | #N/A | #N/A | #N/A | #N/A | #N/A | #N/A | #N/A | #N/A | #N/A | #N/A | #N/A | #N/A | #N/A | #N/A | #N/A | #N/A | #N/A | #N/A | #N/A | #N/A | #N/A | #N/A | #N/A | #N/A | #N/A | #N/A | #N/A | #N/A | #N/A | #N/A | #N/A | #N/A | #N/A | #N/A | #N/A | #N/A | #N/A | #N/A | #N/A | #N/A | #N/A | #N/A | #N/A | #N/A | #N/A | #N/A | #N/A | #N/A | #N/A | #N/A | #N/A | #N/A | #N/A | #N/A | #N/A | #N/A | #N/A | #N/A | #N/A | #N/A | #N/A | #N/A | #N/A | #N/A | #N/A | #N/A | #N/A | #N/A | #N/A | #N/A | #N/A | #N/A | #N/A | #N/A | #N/A | #N/A | #N/A | #N/A | #N/A | #N/A
|  | Level (m) | [9 empty] | 0 | 0 | #N/A | #N/A | #N/A | #N/A | #N/A | #N/A | #N/A | #N/A | #N/A | #N/A | #N/A | #N/A | #N/A | #N/A | #N/A | #N/A | #N/A | #N/A | #N/A | #N/A | #N/A | #N/A | #N/A | #N/A | #N/A | #N/A | #N/A | #N/A | #N/A | #N/A | #N/A | #N/A | #N/A | #N/A | #N/A | #N/A | #N/A | #N/A | #N/A | #N/A | #N/A | #N/A | #N/A | #N/A | #N/A | #N/A | #N/A | #N/A | #N/A | #N/A | #N/A | #N/A | #N/A | #N/A | #N/A | #N/A | #N/A | #N/A | #N/A | #N/A | #N/A | #N/A | #N/A | #N/A | #N/A | #N/A | #N/A | #N/A | #N/A | #N/A | #N/A | #N/A | #N/A | #N/A | #N/A | #N/A | #N/A | #N/A | #N/A | #N/A | #N/A | #N/A | #N/A | #N/A | #N/A | #N/A | #N/A | #N/A | #N/A | #N/A | #N/A | #N/A | #N/A | #N/A | #N/A | #N/A | #N/A | #N/A | #N/A | #N/A | #N/A | #N/A | #N/A | #N/A | #N/A | #N/A | #N/A | #N/A | #N/A | #N/A | #N/A | #N/A | #N/A | #N/A | #N/A | #N/A | #N/A | #N/A | #N/A | #N/A |  | #N/A | #N/A | #N/A | #N/A | #N/A | #N/A | #N/A | #N/A | #N/A | #N/A | #N/A | #N/A | #N/A | #N/A | #N/A | #N/A | #N/A | #N/A | #N/A | #N/A | #N/A | #N/A | #N/A | #N/A | #N/A | #N/A | #N/A | #N/A | #N/A | #N/A | #N/A | #N/A | #N/A | #N/A | #N/A | #N/A | #N/A | #N/A | #N/A | #N/A | #N/A | #N/A | #N/A | #N/A | #N/A | #N/A | #N/A | #N/A | #N/A | #N/A | #N/A | #N/A | #N/A | #N/A | #N/A | #N/A | #N/A | #N/A | #N/A | #N/A | #N/A | #N/A | #N/A | #N/A | #N/A | #N/A | #N/A | #N/A | #N/A | #N/A | #N/A | #N/A | #N/A | #N/A | #N/A | #N/A | #N/A | #N/A | #N/A | #N/A | #N/A | #N/A | #N/A | #N/A | #N/A | #N/A | #N/A | #N/A | #N/A | #N/A | #N/A | #N/A | #N/A | #N/A | #N/A | #N/A | #N/A | #N/A | #N/A | #N/A | #N/A | #N/A | #N/A | #N/A | #N/A | #N/A | #N/A | #N/A | #N/A | #N/A | #N/A | #N/A | #N/A | #N/A | #N/A | #N/A | #N/A | #N/A | #N/A | #N/A | #N/A | #N/A | #N/A | #N/A | #N/A | #N/A | #N/A | #N/A | #N/A | #N/A | #N/A | #N/A | #N/A | #N/A | #N/A | #N/A | #N/A | #N/A | #N/A | #N/A | Diff | #N/A | #N/A | #N/A | #N/A | #N/A | #N/A | #N/A | #N/A | #N/A | #N/A | #N/A | #N/A | #N/A | #N/A | #N/A | #N/A | #N/A | #N/A | #N/A | #N/A | #N/A | #N/A | #N/A | #N/A | #N/A | #N/A | #N/A | #N/A | #N/A | #N/A | #N/A | #N/A | #N/A | #N/A | #N/A | #N/A | #N/A | #N/A | #N/A | #N/A | #N/A | #N/A | #N/A | #N/A | #N/A | #N/A | #N/A | #N/A | #N/A | #N/A | #N/A | #N/A | #N/A | #N/A | #N/A | #N/A | #N/A | #N/A | #N/A | #N/A | #N/A | #N/A | #N/A | #N/A | #N/A | #N/A | #N/A | #N/A | #N/A | #N/A | #N/A | #N/A | #N/A | #N/A | #N/A | #N/A | #N/A | #N/A | #N/A | #N/A
| Proposed | Dist. (m) | [5 empty] | Fill: 0.0 sq.m. |  | 0 | 0 |  |  | #N/A | #N/A | #N/A | #N/A | #N/A | #N/A | #N/A | #N/A | #N/A | #N/A | #N/A | #N/A | #N/A | #N/A | #N/A | #N/A | #N/A | #N/A | #N/A | #N/A | #N/A | #N/A | #N/A | #N/A | #N/A | #N/A | #N/A | #N/A | #N/A | #N/A | #N/A | #N/A | #N/A | #N/A | #N/A | #N/A | #N/A | #N/A | #N/A | #N/A | #N/A | #N/A | #N/A | #N/A | #N/A | #N/A | #N/A | #N/A | #N/A | #N/A | #N/A | #N/A | #N/A | #N/A | #N/A | #N/A | #N/A | #N/A | #N/A | #N/A | 0 | 0 | 0 | 0 | 0 | 0 | 0 | 0 | 0 | 0 | 0 | 0 | 0 | 0 | 0 | 0 | 0 | 0 | 0 | 0 | 0 | 0 | 0 | 0 | 0 | 0 | 0 | 0 | 0 | 0 | 0 | 0 | 0 | 0 | 0 | 0 | 0 | 0 | 0 | 0 | 0 | 0 | 0 | 0 | 0 | 0 | 0 | 0 | 0 | 0 | 0 | 0 | 0 | 0 | 0 | 0 | 0 | 0 | 0 | 0 |  | #N/A | #N/A | #N/A | #N/A | #N/A | #N/A | #N/A | #N/A | #N/A | #N/A | #N/A | #N/A | #N/A | #N/A | #N/A | #N/A | #N/A | #N/A | #N/A | #N/A | #N/A | #N/A | #N/A | #N/A | #N/A | #N/A | #N/A | #N/A | #N/A | #N/A | #N/A | #N/A | #N/A | #N/A | #N/A | #N/A | #N/A | #N/A | #N/A | #N/A | #N/A | #N/A | #N/A | #N/A | #N/A | #N/A | #N/A | #N/A | #N/A | #N/A | #N/A | #N/A | #N/A | #N/A | #N/A | #N/A | #N/A | #N/A | #N/A | #N/A | #N/A | #N/A | #N/A | #N/A | #N/A | #N/A | #N/A | #N/A | #N/A | #N/A | #N/A | #N/A | #N/A | #N/A | #N/A | #N/A | #N/A | #N/A | #N/A | #N/A | #N/A | #N/A | #N/A | #N/A | #N/A | #N/A | #N/A | #N/A | #N/A | #N/A | #N/A | #N/A | #N/A | #N/A | #N/A | #N/A | #N/A | #N/A | #N/A | #N/A | #N/A | #N/A | #N/A | #N/A | #N/A | #N/A | #N/A | #N/A | #N/A | #N/A | #N/A | #N/A | #N/A | #N/A | #N/A | #N/A | #N/A | #N/A | #N/A | #N/A | #N/A | #N/A | #N/A | #N/A | #N/A | #N/A | #N/A | #N/A | #N/A | #N/A | #N/A | #N/A | #N/A | #N/A | #N/A | #N/A | #N/A | #N/A | #N/A | #N/A | Fill | [80 empty] | FILL= | 0 | CUT= | 0 | 0 | 0
|  | Level (m) | [9 empty] | 0 | 0 | [60 empty] | 0 | 0 | 0 | 0 | 0 | 0 | 0 | 0 | 0 | 0 | 0 | 0 | 0 | 0 | 0 | 0 | 0 | 0 | 0 | 0 | 0 | 0 | 0 | 0 | 0 | 0 | 0 | 0 | 0 | 0 | 0 | 0 | 0 | 0 | 0 | 0 | 0 | 0 | 0 | 0 | 0 | 0 | 0 | 0 | 0 | 0 | 0 | 0 | 0 | 0 | 0 | 0 | 0 | 0 | 0 | 0 | 0 | 0 | 0 | 0 | 0 | 0 | 0 | 0 | 0 | 0 | 0 | 0 | 0 | 0 | 0 | 0 | 0 | 0 | 0 | 0 | 0 | 0 | 0 | 0 | 0 | 0 | 0 | 0 | 0 | 0 | 0 | 0 | 0 | 0 | 0 | 0 | 0 | 0 | 0 | 0 | 0 | 0 | 0 | 0 | 0 | 0 | 0 | 0 | 0 | 0 | 0 | 0 | 0 | 0 | 0 | 0 | 0 | 0 | 0 | 0 | 0 | 0 | 0 | 0 | 0 | #N/A | #N/A | #N/A | #N/A | #N/A | #N/A | #N/A | #N/A | #N/A | #N/A | #N/A | #N/A | #N/A | #N/A | #N/A | #N/A | #N/A | #N/A | #N/A | #N/A | #N/A | #N/A | #N/A | #N/A | #N/A | #N/A | #N/A | #N/A | #N/A | #N/A | #N/A | #N/A | #N/A | #N/A | #N/A | #N/A | #N/A | #N/A | #N/A | #N/A | #N/A | #N/A | #N/A | #N/A | #N/A | #N/A | #N/A | #N/A | #N/A | #N/A | #N/A | #N/A | #N/A | #N/A | #N/A | #N/A | #N/A | #N/A | #N/A | #N/A | #N/A | #N/A | #N/A | #N/A | #N/A | #N/A | #N/A | #N/A | #N/A | #N/A | #N/A | #N/A | #N/A | #N/A | #N/A | #N/A | #N/A | #N/A | #N/A | #N/A | Cut
Sec. 9 | Existing | Dist. (m) | [5 empty] | Cut: 0.0 sq.m. |  | 0 | 0 |  |  | #N/A | #N/A | #N/A | #N/A | #N/A | #N/A | #N/A | #N/A | #N/A | #N/A | #N/A | #N/A | #N/A | #N/A | #N/A | #N/A | #N/A | #N/A | #N/A | #N/A | #N/A | #N/A | #N/A | #N/A | #N/A | #N/A | #N/A | #N/A | #N/A | #N/A | #N/A | #N/A | #N/A | #N/A | #N/A | #N/A | #N/A | #N/A | #N/A | #N/A | #N/A | #N/A | #N/A | #N/A | #N/A | #N/A | #N/A | #N/A | #N/A | #N/A | #N/A | #N/A | #N/A | #N/A | #N/A | #N/A | #N/A | #N/A | #N/A | #N/A | #N/A | #N/A | #N/A | #N/A | #N/A | #N/A | #N/A | #N/A | #N/A | #N/A | #N/A | #N/A | #N/A | #N/A | #N/A | #N/A | #N/A | #N/A | #N/A | #N/A | #N/A | #N/A | #N/A | #N/A | #N/A | #N/A | #N/A | #N/A | #N/A | #N/A | #N/A | #N/A | #N/A | #N/A | #N/A | #N/A | #N/A | #N/A | #N/A | #N/A | #N/A | #N/A | #N/A | #N/A | #N/A | #N/A | #N/A | #N/A | #N/A | #N/A | #N/A | #N/A | #N/A | #N/A | #N/A | #N/A | #N/A | #N/A | #N/A | #N/A |  | #N/A | #N/A | #N/A | #N/A | #N/A | #N/A | #N/A | #N/A | #N/A | #N/A | #N/A | #N/A | #N/A | #N/A | #N/A | #N/A | #N/A | #N/A | #N/A | #N/A | #N/A | #N/A | #N/A | #N/A | #N/A | #N/A | #N/A | #N/A | #N/A | #N/A | #N/A | #N/A | #N/A | #N/A | #N/A | #N/A | #N/A | #N/A | #N/A | #N/A | #N/A | #N/A | #N/A | #N/A | #N/A | #N/A | #N/A | #N/A | #N/A | #N/A | #N/A | #N/A | #N/A | #N/A | #N/A | #N/A | #N/A | #N/A | #N/A | #N/A | 1 | 2 | 3 | 4 | 5 | 6 | 7 | 8 | 9 | 10 | 11 | 12 | 13 | 14 | 15 | 16 | 17 | 18 | 19 | 20 | 21 | 22 | 23 | 24 | 25 | 26 | 27 | 28 | 29 | 30 | 31 | 32 | 33 | 34 | 35 | 36 | 37 | 38 | 39 | 40 | 41 | 42 | 43 | 44 | 45 | 46 | 47 | 48 | 49 | 50 | 51 | 52 | 53 | 54 | 55 | 56 | 57 | 58 | 59 | 60 | 61 | 62 | 63 | #N/A | #N/A | #N/A | #N/A | #N/A | #N/A | #N/A | #N/A | #N/A | #N/A | #N/A | #N/A | #N/A | #N/A | #N/A | #N/A | #N/A | Dist | #N/A | #N/A | #N/A | #N/A | #N/A | #N/A | #N/A | #N/A | #N/A | #N/A | #N/A | #N/A | #N/A | #N/A | #N/A | #N/A | #N/A | #N/A | #N/A | #N/A | #N/A | #N/A | #N/A | #N/A | #N/A | #N/A | #N/A | #N/A | #N/A | #N/A | #N/A | #N/A | #N/A | #N/A | #N/A | #N/A | #N/A | #N/A | #N/A | #N/A | #N/A | #N/A | #N/A | #N/A | #N/A | #N/A | #N/A | #N/A | #N/A | #N/A | #N/A | #N/A | #N/A | #N/A | #N/A | #N/A | #N/A | #N/A | #N/A | #N/A | #N/A | #N/A | #N/A | #N/A | #N/A | #N/A | #N/A | #N/A | #N/A | #N/A | #N/A | #N/A | #N/A | #N/A | #N/A | #N/A | #N/A | #N/A | #N/A | #N/A
|  | Level (m) | [9 empty] | 0 | 0 | #N/A | #N/A | #N/A | #N/A | #N/A | #N/A | #N/A | #N/A | #N/A | #N/A | #N/A | #N/A | #N/A | #N/A | #N/A | #N/A | #N/A | #N/A | #N/A | #N/A | #N/A | #N/A | #N/A | #N/A | #N/A | #N/A | #N/A | #N/A | #N/A | #N/A | #N/A | #N/A | #N/A | #N/A | #N/A | #N/A | #N/A | #N/A | #N/A | #N/A | #N/A | #N/A | #N/A | #N/A | #N/A | #N/A | #N/A | #N/A | #N/A | #N/A | #N/A | #N/A | #N/A | #N/A | #N/A | #N/A | #N/A | #N/A | #N/A | #N/A | #N/A | #N/A | #N/A | #N/A | #N/A | #N/A | #N/A | #N/A | #N/A | #N/A | #N/A | #N/A | #N/A | #N/A | #N/A | #N/A | #N/A | #N/A | #N/A | #N/A | #N/A | #N/A | #N/A | #N/A | #N/A | #N/A | #N/A | #N/A | #N/A | #N/A | #N/A | #N/A | #N/A | #N/A | #N/A | #N/A | #N/A | #N/A | #N/A | #N/A | #N/A | #N/A | #N/A | #N/A | #N/A | #N/A | #N/A | #N/A | #N/A | #N/A | #N/A | #N/A | #N/A | #N/A | #N/A | #N/A | #N/A | #N/A | #N/A | #N/A |  | #N/A | #N/A | #N/A | #N/A | #N/A | #N/A | #N/A | #N/A | #N/A | #N/A | #N/A | #N/A | #N/A | #N/A | #N/A | #N/A | #N/A | #N/A | #N/A | #N/A | #N/A | #N/A | #N/A | #N/A | #N/A | #N/A | #N/A | #N/A | #N/A | #N/A | #N/A | #N/A | #N/A | #N/A | #N/A | #N/A | #N/A | #N/A | #N/A | #N/A | #N/A | #N/A | #N/A | #N/A | #N/A | #N/A | #N/A | #N/A | #N/A | #N/A | #N/A | #N/A | #N/A | #N/A | #N/A | #N/A | #N/A | #N/A | #N/A | #N/A | #N/A | #N/A | #N/A | #N/A | #N/A | #N/A | #N/A | #N/A | #N/A | #N/A | #N/A | #N/A | #N/A | #N/A | #N/A | #N/A | #N/A | #N/A | #N/A | #N/A | #N/A | #N/A | #N/A | #N/A | #N/A | #N/A | #N/A | #N/A | #N/A | #N/A | #N/A | #N/A | #N/A | #N/A | #N/A | #N/A | #N/A | #N/A | #N/A | #N/A | #N/A | #N/A | #N/A | #N/A | #N/A | #N/A | #N/A | #N/A | #N/A | #N/A | #N/A | #N/A | #N/A | #N/A | #N/A | #N/A | #N/A | #N/A | #N/A | #N/A | #N/A | #N/A | #N/A | #N/A | #N/A | #N/A | #N/A | #N/A | #N/A | #N/A | #N/A | #N/A | #N/A | #N/A | #N/A | #N/A | #N/A | #N/A | #N/A | #N/A | Diff | #N/A | #N/A | #N/A | #N/A | #N/A | #N/A | #N/A | #N/A | #N/A | #N/A | #N/A | #N/A | #N/A | #N/A | #N/A | #N/A | #N/A | #N/A | #N/A | #N/A | #N/A | #N/A | #N/A | #N/A | #N/A | #N/A | #N/A | #N/A | #N/A | #N/A | #N/A | #N/A | #N/A | #N/A | #N/A | #N/A | #N/A | #N/A | #N/A | #N/A | #N/A | #N/A | #N/A | #N/A | #N/A | #N/A | #N/A | #N/A | #N/A | #N/A | #N/A | #N/A | #N/A | #N/A | #N/A | #N/A | #N/A | #N/A | #N/A | #N/A | #N/A | #N/A | #N/A | #N/A | #N/A | #N/A | #N/A | #N/A | #N/A | #N/A | #N/A | #N/A | #N/A | #N/A | #N/A | #N/A | #N/A | #N/A | #N/A | #N/A
| Proposed | Dist. (m) | [5 empty] | Fill: 0.0 sq.m. |  | 0 | 0 |  |  | #N/A | #N/A | #N/A | #N/A | #N/A | #N/A | #N/A | #N/A | #N/A | #N/A | #N/A | #N/A | #N/A | #N/A | #N/A | #N/A | #N/A | #N/A | #N/A | #N/A | #N/A | #N/A | #N/A | #N/A | #N/A | #N/A | #N/A | #N/A | #N/A | #N/A | #N/A | #N/A | #N/A | #N/A | #N/A | #N/A | #N/A | #N/A | #N/A | #N/A | #N/A | #N/A | #N/A | #N/A | #N/A | #N/A | #N/A | #N/A | #N/A | #N/A | #N/A | #N/A | #N/A | #N/A | #N/A | #N/A | #N/A | #N/A | #N/A | #N/A | 0 | 0 | 0 | 0 | 0 | 0 | 0 | 0 | 0 | 0 | 0 | 0 | 0 | 0 | 0 | 0 | 0 | 0 | 0 | 0 | 0 | 0 | 0 | 0 | 0 | 0 | 0 | 0 | 0 | 0 | 0 | 0 | 0 | 0 | 0 | 0 | 0 | 0 | 0 | 0 | 0 | 0 | 0 | 0 | 0 | 0 | 0 | 0 | 0 | 0 | 0 | 0 | 0 | 0 | 0 | 0 | 0 | 0 | 0 | 0 |  | #N/A | #N/A | #N/A | #N/A | #N/A | #N/A | #N/A | #N/A | #N/A | #N/A | #N/A | #N/A | #N/A | #N/A | #N/A | #N/A | #N/A | #N/A | #N/A | #N/A | #N/A | #N/A | #N/A | #N/A | #N/A | #N/A | #N/A | #N/A | #N/A | #N/A | #N/A | #N/A | #N/A | #N/A | #N/A | #N/A | #N/A | #N/A | #N/A | #N/A | #N/A | #N/A | #N/A | #N/A | #N/A | #N/A | #N/A | #N/A | #N/A | #N/A | #N/A | #N/A | #N/A | #N/A | #N/A | #N/A | #N/A | #N/A | #N/A | #N/A | #N/A | #N/A | #N/A | #N/A | #N/A | #N/A | #N/A | #N/A | #N/A | #N/A | #N/A | #N/A | #N/A | #N/A | #N/A | #N/A | #N/A | #N/A | #N/A | #N/A | #N/A | #N/A | #N/A | #N/A | #N/A | #N/A | #N/A | #N/A | #N/A | #N/A | #N/A | #N/A | #N/A | #N/A | #N/A | #N/A | #N/A | #N/A | #N/A | #N/A | #N/A | #N/A | #N/A | #N/A | #N/A | #N/A | #N/A | #N/A | #N/A | #N/A | #N/A | #N/A | #N/A | #N/A | #N/A | #N/A | #N/A | #N/A | #N/A | #N/A | #N/A | #N/A | #N/A | #N/A | #N/A | #N/A | #N/A | #N/A | #N/A | #N/A | #N/A | #N/A | #N/A | #N/A | #N/A | #N/A | #N/A | #N/A | #N/A | #N/A | Fill | [80 empty] | FILL= | 0 | CUT= | 0 | 0 | 0
|  | Level (m) | [9 empty] | 0 | 0 | [60 empty] | 0 | 0 | 0 | 0 | 0 | 0 | 0 | 0 | 0 | 0 | 0 | 0 | 0 | 0 | 0 | 0 | 0 | 0 | 0 | 0 | 0 | 0 | 0 | 0 | 0 | 0 | 0 | 0 | 0 | 0 | 0 | 0 | 0 | 0 | 0 | 0 | 0 | 0 | 0 | 0 | 0 | 0 | 0 | 0 | 0 | 0 | 0 | 0 | 0 | 0 | 0 | 0 | 0 | 0 | 0 | 0 | 0 | 0 | 0 | 0 | 0 | 0 | 0 | 0 | 0 | 0 | 0 | 0 | 0 | 0 | 0 | 0 | 0 | 0 | 0 | 0 | 0 | 0 | 0 | 0 | 0 | 0 | 0 | 0 | 0 | 0 | 0 | 0 | 0 | 0 | 0 | 0 | 0 | 0 | 0 | 0 | 0 | 0 | 0 | 0 | 0 | 0 | 0 | 0 | 0 | 0 | 0 | 0 | 0 | 0 | 0 | 0 | 0 | 0 | 0 | 0 | 0 | 0 | 0 | 0 | 0 | #N/A | #N/A | #N/A | #N/A | #N/A | #N/A | #N/A | #N/A | #N/A | #N/A | #N/A | #N/A | #N/A | #N/A | #N/A | #N/A | #N/A | #N/A | #N/A | #N/A | #N/A | #N/A | #N/A | #N/A | #N/A | #N/A | #N/A | #N/A | #N/A | #N/A | #N/A | #N/A | #N/A | #N/A | #N/A | #N/A | #N/A | #N/A | #N/A | #N/A | #N/A | #N/A | #N/A | #N/A | #N/A | #N/A | #N/A | #N/A | #N/A | #N/A | #N/A | #N/A | #N/A | #N/A | #N/A | #N/A | #N/A | #N/A | #N/A | #N/A | #N/A | #N/A | #N/A | #N/A | #N/A | #N/A | #N/A | #N/A | #N/A | #N/A | #N/A | #N/A | #N/A | #N/A | #N/A | #N/A | #N/A | #N/A | #N/A | #N/A | Cut
Sec. 10 | Existing | Dist. (m) | [5 empty] | Cut: 0.0 sq.m. |  | 0 | 0 |  |  | #N/A | #N/A | #N/A | #N/A | #N/A | #N/A | #N/A | #N/A | #N/A | #N/A | #N/A | #N/A | #N/A | #N/A | #N/A | #N/A | #N/A | #N/A | #N/A | #N/A | #N/A | #N/A | #N/A | #N/A | #N/A | #N/A | #N/A | #N/A | #N/A | #N/A | #N/A | #N/A | #N/A | #N/A | #N/A | #N/A | #N/A | #N/A | #N/A | #N/A | #N/A | #N/A | #N/A | #N/A | #N/A | #N/A | #N/A | #N/A | #N/A | #N/A | #N/A | #N/A | #N/A | #N/A | #N/A | #N/A | #N/A | #N/A | #N/A | #N/A | #N/A | #N/A | #N/A | #N/A | #N/A | #N/A | #N/A | #N/A | #N/A | #N/A | #N/A | #N/A | #N/A | #N/A | #N/A | #N/A | #N/A | #N/A | #N/A | #N/A | #N/A | #N/A | #N/A | #N/A | #N/A | #N/A | #N/A | #N/A | #N/A | #N/A | #N/A | #N/A | #N/A | #N/A | #N/A | #N/A | #N/A | #N/A | #N/A | #N/A | #N/A | #N/A | #N/A | #N/A | #N/A | #N/A | #N/A | #N/A | #N/A | #N/A | #N/A | #N/A | #N/A | #N/A | #N/A | #N/A | #N/A | #N/A | #N/A | #N/A |  | #N/A | #N/A | #N/A | #N/A | #N/A | #N/A | #N/A | #N/A | #N/A | #N/A | #N/A | #N/A | #N/A | #N/A | #N/A | #N/A | #N/A | #N/A | #N/A | #N/A | #N/A | #N/A | #N/A | #N/A | #N/A | #N/A | #N/A | #N/A | #N/A | #N/A | #N/A | #N/A | #N/A | #N/A | #N/A | #N/A | #N/A | #N/A | #N/A | #N/A | #N/A | #N/A | #N/A | #N/A | #N/A | #N/A | #N/A | #N/A | #N/A | #N/A | #N/A | #N/A | #N/A | #N/A | #N/A | #N/A | #N/A | #N/A | #N/A | #N/A | 1 | 2 | 3 | 4 | 5 | 6 | 7 | 8 | 9 | 10 | 11 | 12 | 13 | 14 | 15 | 16 | 17 | 18 | 19 | 20 | 21 | 22 | 23 | 24 | 25 | 26 | 27 | 28 | 29 | 30 | 31 | 32 | 33 | 34 | 35 | 36 | 37 | 38 | 39 | 40 | 41 | 42 | 43 | 44 | 45 | 46 | 47 | 48 | 49 | 50 | 51 | 52 | 53 | 54 | 55 | 56 | 57 | 58 | 59 | 60 | 61 | 62 | 63 | #N/A | #N/A | #N/A | #N/A | #N/A | #N/A | #N/A | #N/A | #N/A | #N/A | #N/A | #N/A | #N/A | #N/A | #N/A | #N/A | #N/A | Dist | #N/A | #N/A | #N/A | #N/A | #N/A | #N/A | #N/A | #N/A | #N/A | #N/A | #N/A | #N/A | #N/A | #N/A | #N/A | #N/A | #N/A | #N/A | #N/A | #N/A | #N/A | #N/A | #N/A | #N/A | #N/A | #N/A | #N/A | #N/A | #N/A | #N/A | #N/A | #N/A | #N/A | #N/A | #N/A | #N/A | #N/A | #N/A | #N/A | #N/A | #N/A | #N/A | #N/A | #N/A | #N/A | #N/A | #N/A | #N/A | #N/A | #N/A | #N/A | #N/A | #N/A | #N/A | #N/A | #N/A | #N/A | #N/A | #N/A | #N/A | #N/A | #N/A | #N/A | #N/A | #N/A | #N/A | #N/A | #N/A | #N/A | #N/A | #N/A | #N/A | #N/A | #N/A | #N/A | #N/A | #N/A | #N/A | #N/A | #N/A
|  | Level (m) | [9 empty] | 0 | 0 | #N/A | #N/A | #N/A | #N/A | #N/A | #N/A | #N/A | #N/A | #N/A | #N/A | #N/A | #N/A | #N/A | #N/A | #N/A | #N/A | #N/A | #N/A | #N/A | #N/A | #N/A | #N/A | #N/A | #N/A | #N/A | #N/A | #N/A | #N/A | #N/A | #N/A | #N/A | #N/A | #N/A | #N/A | #N/A | #N/A | #N/A | #N/A | #N/A | #N/A | #N/A | #N/A | #N/A | #N/A | #N/A | #N/A | #N/A | #N/A | #N/A | #N/A | #N/A | #N/A | #N/A | #N/A | #N/A | #N/A | #N/A | #N/A | #N/A | #N/A | #N/A | #N/A | #N/A | #N/A | #N/A | #N/A | #N/A | #N/A | #N/A | #N/A | #N/A | #N/A | #N/A | #N/A | #N/A | #N/A | #N/A | #N/A | #N/A | #N/A | #N/A | #N/A | #N/A | #N/A | #N/A | #N/A | #N/A | #N/A | #N/A | #N/A | #N/A | #N/A | #N/A | #N/A | #N/A | #N/A | #N/A | #N/A | #N/A | #N/A | #N/A | #N/A | #N/A | #N/A | #N/A | #N/A | #N/A | #N/A | #N/A | #N/A | #N/A | #N/A | #N/A | #N/A | #N/A | #N/A | #N/A | #N/A | #N/A | #N/A |  | #N/A | #N/A | #N/A | #N/A | #N/A | #N/A | #N/A | #N/A | #N/A | #N/A | #N/A | #N/A | #N/A | #N/A | #N/A | #N/A | #N/A | #N/A | #N/A | #N/A | #N/A | #N/A | #N/A | #N/A | #N/A | #N/A | #N/A | #N/A | #N/A | #N/A | #N/A | #N/A | #N/A | #N/A | #N/A | #N/A | #N/A | #N/A | #N/A | #N/A | #N/A | #N/A | #N/A | #N/A | #N/A | #N/A | #N/A | #N/A | #N/A | #N/A | #N/A | #N/A | #N/A | #N/A | #N/A | #N/A | #N/A | #N/A | #N/A | #N/A | #N/A | #N/A | #N/A | #N/A | #N/A | #N/A | #N/A | #N/A | #N/A | #N/A | #N/A | #N/A | #N/A | #N/A | #N/A | #N/A | #N/A | #N/A | #N/A | #N/A | #N/A | #N/A | #N/A | #N/A | #N/A | #N/A | #N/A | #N/A | #N/A | #N/A | #N/A | #N/A | #N/A | #N/A | #N/A | #N/A | #N/A | #N/A | #N/A | #N/A | #N/A | #N/A | #N/A | #N/A | #N/A | #N/A | #N/A | #N/A | #N/A | #N/A | #N/A | #N/A | #N/A | #N/A | #N/A | #N/A | #N/A | #N/A | #N/A | #N/A | #N/A | #N/A | #N/A | #N/A | #N/A | #N/A | #N/A | #N/A | #N/A | #N/A | #N/A | #N/A | #N/A | #N/A | #N/A | #N/A | #N/A | #N/A | #N/A | #N/A | Diff | #N/A | #N/A | #N/A | #N/A | #N/A | #N/A | #N/A | #N/A | #N/A | #N/A | #N/A | #N/A | #N/A | #N/A | #N/A | #N/A | #N/A | #N/A | #N/A | #N/A | #N/A | #N/A | #N/A | #N/A | #N/A | #N/A | #N/A | #N/A | #N/A | #N/A | #N/A | #N/A | #N/A | #N/A | #N/A | #N/A | #N/A | #N/A | #N/A | #N/A | #N/A | #N/A | #N/A | #N/A | #N/A | #N/A | #N/A | #N/A | #N/A | #N/A | #N/A | #N/A | #N/A | #N/A | #N/A | #N/A | #N/A | #N/A | #N/A | #N/A | #N/A | #N/A | #N/A | #N/A | #N/A | #N/A | #N/A | #N/A | #N/A | #N/A | #N/A | #N/A | #N/A | #N/A | #N/A | #N/A | #N/A | #N/A | #N/A | #N/A
| Proposed | Dist. (m) | [5 empty] | Fill: 0.0 sq.m. |  | 0 | 0 |  |  | #N/A | #N/A | #N/A | #N/A | #N/A | #N/A | #N/A | #N/A | #N/A | #N/A | #N/A | #N/A | #N/A | #N/A | #N/A | #N/A | #N/A | #N/A | #N/A | #N/A | #N/A | #N/A | #N/A | #N/A | #N/A | #N/A | #N/A | #N/A | #N/A | #N/A | #N/A | #N/A | #N/A | #N/A | #N/A | #N/A | #N/A | #N/A | #N/A | #N/A | #N/A | #N/A | #N/A | #N/A | #N/A | #N/A | #N/A | #N/A | #N/A | #N/A | #N/A | #N/A | #N/A | #N/A | #N/A | #N/A | #N/A | #N/A | #N/A | #N/A | 0 | 0 | 0 | 0 | 0 | 0 | 0 | 0 | 0 | 0 | 0 | 0 | 0 | 0 | 0 | 0 | 0 | 0 | 0 | 0 | 0 | 0 | 0 | 0 | 0 | 0 | 0 | 0 | 0 | 0 | 0 | 0 | 0 | 0 | 0 | 0 | 0 | 0 | 0 | 0 | 0 | 0 | 0 | 0 | 0 | 0 | 0 | 0 | 0 | 0 | 0 | 0 | 0 | 0 | 0 | 0 | 0 | 0 | 0 | 0 |  | #N/A | #N/A | #N/A | #N/A | #N/A | #N/A | #N/A | #N/A | #N/A | #N/A | #N/A | #N/A | #N/A | #N/A | #N/A | #N/A | #N/A | #N/A | #N/A | #N/A | #N/A | #N/A | #N/A | #N/A | #N/A | #N/A | #N/A | #N/A | #N/A | #N/A | #N/A | #N/A | #N/A | #N/A | #N/A | #N/A | #N/A | #N/A | #N/A | #N/A | #N/A | #N/A | #N/A | #N/A | #N/A | #N/A | #N/A | #N/A | #N/A | #N/A | #N/A | #N/A | #N/A | #N/A | #N/A | #N/A | #N/A | #N/A | #N/A | #N/A | #N/A | #N/A | #N/A | #N/A | #N/A | #N/A | #N/A | #N/A | #N/A | #N/A | #N/A | #N/A | #N/A | #N/A | #N/A | #N/A | #N/A | #N/A | #N/A | #N/A | #N/A | #N/A | #N/A | #N/A | #N/A | #N/A | #N/A | #N/A | #N/A | #N/A | #N/A | #N/A | #N/A | #N/A | #N/A | #N/A | #N/A | #N/A | #N/A | #N/A | #N/A | #N/A | #N/A | #N/A | #N/A | #N/A | #N/A | #N/A | #N/A | #N/A | #N/A | #N/A | #N/A | #N/A | #N/A | #N/A | #N/A | #N/A | #N/A | #N/A | #N/A | #N/A | #N/A | #N/A | #N/A | #N/A | #N/A | #N/A | #N/A | #N/A | #N/A | #N/A | #N/A | #N/A | #N/A | #N/A | #N/A | #N/A | #N/A | #N/A | Fill | [80 empty] | FILL= | 0 | CUT= | 0 | 0 | 0
|  | Level (m) | [9 empty] | 0 | 0 | [60 empty] | 0 | 0 | 0 | 0 | 0 | 0 | 0 | 0 | 0 | 0 | 0 | 0 | 0 | 0 | 0 | 0 | 0 | 0 | 0 | 0 | 0 | 0 | 0 | 0 | 0 | 0 | 0 | 0 | 0 | 0 | 0 | 0 | 0 | 0 | 0 | 0 | 0 | 0 | 0 | 0 | 0 | 0 | 0 | 0 | 0 | 0 | 0 | 0 | 0 | 0 | 0 | 0 | 0 | 0 | 0 | 0 | 0 | 0 | 0 | 0 | 0 | 0 | 0 | 0 | 0 | 0 | 0 | 0 | 0 | 0 | 0 | 0 | 0 | 0 | 0 | 0 | 0 | 0 | 0 | 0 | 0 | 0 | 0 | 0 | 0 | 0 | 0 | 0 | 0 | 0 | 0 | 0 | 0 | 0 | 0 | 0 | 0 | 0 | 0 | 0 | 0 | 0 | 0 | 0 | 0 | 0 | 0 | 0 | 0 | 0 | 0 | 0 | 0 | 0 | 0 | 0 | 0 | 0 | 0 | 0 | 0 | #N/A | #N/A | #N/A | #N/A | #N/A | #N/A | #N/A | #N/A | #N/A | #N/A | #N/A | #N/A | #N/A | #N/A | #N/A | #N/A | #N/A | #N/A | #N/A | #N/A | #N/A | #N/A | #N/A | #N/A | #N/A | #N/A | #N/A | #N/A | #N/A | #N/A | #N/A | #N/A | #N/A | #N/A | #N/A | #N/A | #N/A | #N/A | #N/A | #N/A | #N/A | #N/A | #N/A | #N/A | #N/A | #N/A | #N/A | #N/A | #N/A | #N/A | #N/A | #N/A | #N/A | #N/A | #N/A | #N/A | #N/A | #N/A | #N/A | #N/A | #N/A | #N/A | #N/A | #N/A | #N/A | #N/A | #N/A | #N/A | #N/A | #N/A | #N/A | #N/A | #N/A | #N/A | #N/A | #N/A | #N/A | #N/A | #N/A | #N/A | Cut
Sec. 11 | Existing | Dist. (m) | [5 empty] | Cut: 0.0 sq.m. |  | 0 | 0 |  |  | #N/A | #N/A | #N/A | #N/A | #N/A | #N/A | #N/A | #N/A | #N/A | #N/A | #N/A | #N/A | #N/A | #N/A | #N/A | #N/A | #N/A | #N/A | #N/A | #N/A | #N/A | #N/A | #N/A | #N/A | #N/A | #N/A | #N/A | #N/A | #N/A | #N/A | #N/A | #N/A | #N/A | #N/A | #N/A | #N/A | #N/A | #N/A | #N/A | #N/A | #N/A | #N/A | #N/A | #N/A | #N/A | #N/A | #N/A | #N/A | #N/A | #N/A | #N/A | #N/A | #N/A | #N/A | #N/A | #N/A | #N/A | #N/A | #N/A | #N/A | #N/A | #N/A | #N/A | #N/A | #N/A | #N/A | #N/A | #N/A | #N/A | #N/A | #N/A | #N/A | #N/A | #N/A | #N/A | #N/A | #N/A | #N/A | #N/A | #N/A | #N/A | #N/A | #N/A | #N/A | #N/A | #N/A | #N/A | #N/A | #N/A | #N/A | #N/A | #N/A | #N/A | #N/A | #N/A | #N/A | #N/A | #N/A | #N/A | #N/A | #N/A | #N/A | #N/A | #N/A | #N/A | #N/A | #N/A | #N/A | #N/A | #N/A | #N/A | #N/A | #N/A | #N/A | #N/A | #N/A | #N/A | #N/A | #N/A | #N/A |  | #N/A | #N/A | #N/A | #N/A | #N/A | #N/A | #N/A | #N/A | #N/A | #N/A | #N/A | #N/A | #N/A | #N/A | #N/A | #N/A | #N/A | #N/A | #N/A | #N/A | #N/A | #N/A | #N/A | #N/A | #N/A | #N/A | #N/A | #N/A | #N/A | #N/A | #N/A | #N/A | #N/A | #N/A | #N/A | #N/A | #N/A | #N/A | #N/A | #N/A | #N/A | #N/A | #N/A | #N/A | #N/A | #N/A | #N/A | #N/A | #N/A | #N/A | #N/A | #N/A | #N/A | #N/A | #N/A | #N/A | #N/A | #N/A | #N/A | #N/A | 1 | 2 | 3 | 4 | 5 | 6 | 7 | 8 | 9 | 10 | 11 | 12 | 13 | 14 | 15 | 16 | 17 | 18 | 19 | 20 | 21 | 22 | 23 | 24 | 25 | 26 | 27 | 28 | 29 | 30 | 31 | 32 | 33 | 34 | 35 | 36 | 37 | 38 | 39 | 40 | 41 | 42 | 43 | 44 | 45 | 46 | 47 | 48 | 49 | 50 | 51 | 52 | 53 | 54 | 55 | 56 | 57 | 58 | 59 | 60 | 61 | 62 | 63 | #N/A | #N/A | #N/A | #N/A | #N/A | #N/A | #N/A | #N/A | #N/A | #N/A | #N/A | #N/A | #N/A | #N/A | #N/A | #N/A | #N/A | Dist | #N/A | #N/A | #N/A | #N/A | #N/A | #N/A | #N/A | #N/A | #N/A | #N/A | #N/A | #N/A | #N/A | #N/A | #N/A | #N/A | #N/A | #N/A | #N/A | #N/A | #N/A | #N/A | #N/A | #N/A | #N/A | #N/A | #N/A | #N/A | #N/A | #N/A | #N/A | #N/A | #N/A | #N/A | #N/A | #N/A | #N/A | #N/A | #N/A | #N/A | #N/A | #N/A | #N/A | #N/A | #N/A | #N/A | #N/A | #N/A | #N/A | #N/A | #N/A | #N/A | #N/A | #N/A | #N/A | #N/A | #N/A | #N/A | #N/A | #N/A | #VALUE! | #VALUE! | #N/A | #N/A | #N/A | #N/A | #N/A | #N/A | #N/A | #N/A | #N/A | #N/A | #N/A | #N/A | #N/A | #N/A | #N/A | #N/A | #N/A | #N/A
|  | Level (m) | [9 empty] | 0 | 0 | #N/A | #N/A | #N/A | #N/A | #N/A | #N/A | #N/A | #N/A | #N/A | #N/A | #N/A | #N/A | #N/A | #N/A | #N/A | #N/A | #N/A | #N/A | #N/A | #N/A | #N/A | #N/A | #N/A | #N/A | #N/A | #N/A | #N/A | #N/A | #N/A | #N/A | #N/A | #N/A | #N/A | #N/A | #N/A | #N/A | #N/A | #N/A | #N/A | #N/A | #N/A | #N/A | #N/A | #N/A | #N/A | #N/A | #N/A | #N/A | #N/A | #N/A | #N/A | #N/A | #N/A | #N/A | #N/A | #N/A | #N/A | #N/A | #N/A | #N/A | #N/A | #N/A | #N/A | #N/A | #N/A | #N/A | #N/A | #N/A | #N/A | #N/A | #N/A | #N/A | #N/A | #N/A | #N/A | #N/A | #N/A | #N/A | #N/A | #N/A | #N/A | #N/A | #N/A | #N/A | #N/A | #N/A | #N/A | #N/A | #N/A | #N/A | #N/A | #N/A | #N/A | #N/A | #N/A | #N/A | #N/A | #N/A | #N/A | #N/A | #N/A | #N/A | #N/A | #N/A | #N/A | #N/A | #N/A | #N/A | #N/A | #N/A | #N/A | #N/A | #N/A | #N/A | #N/A | #N/A | #N/A | #N/A | #N/A | #N/A |  | #N/A | #N/A | #N/A | #N/A | #N/A | #N/A | #N/A | #N/A | #N/A | #N/A | #N/A | #N/A | #N/A | #N/A | #N/A | #N/A | #N/A | #N/A | #N/A | #N/A | #N/A | #N/A | #N/A | #N/A | #N/A | #N/A | #N/A | #N/A | #N/A | #N/A | #N/A | #N/A | #N/A | #N/A | #N/A | #N/A | #N/A | #N/A | #N/A | #N/A | #N/A | #N/A | #N/A | #N/A | #N/A | #N/A | #N/A | #N/A | #N/A | #N/A | #N/A | #N/A | #N/A | #N/A | #N/A | #N/A | #N/A | #N/A | #N/A | #N/A | #N/A | #N/A | #N/A | #N/A | #N/A | #N/A | #N/A | #N/A | #N/A | #N/A | #N/A | #N/A | #N/A | #N/A | #N/A | #N/A | #N/A | #N/A | #N/A | #N/A | #N/A | #N/A | #N/A | #N/A | #N/A | #N/A | #N/A | #N/A | #N/A | #N/A | #N/A | #N/A | #N/A | #N/A | #N/A | #N/A | #N/A | #N/A | #N/A | #N/A | #N/A | #N/A | #N/A | #N/A | #N/A | #N/A | #N/A | #N/A | #N/A | #N/A | #N/A | #N/A | #N/A | #N/A | #N/A | #N/A | #N/A | #N/A | #N/A | #N/A | #VALUE! | #VALUE! | #N/A | #N/A | #N/A | #N/A | #N/A | #N/A | #N/A | #N/A | #N/A | #N/A | #N/A | #N/A | #N/A | #N/A | #N/A | #N/A | #N/A | #N/A | Diff | #N/A | #N/A | #N/A | #N/A | #N/A | #N/A | #N/A | #N/A | #N/A | #N/A | #N/A | #N/A | #N/A | #N/A | #N/A | #N/A | #N/A | #N/A | #N/A | #N/A | #N/A | #N/A | #N/A | #N/A | #N/A | #N/A | #N/A | #N/A | #N/A | #N/A | #N/A | #N/A | #N/A | #N/A | #N/A | #N/A | #N/A | #N/A | #N/A | #N/A | #N/A | #N/A | #N/A | #N/A | #N/A | #N/A | #N/A | #N/A | #N/A | #N/A | #N/A | #N/A | #N/A | #N/A | #N/A | #N/A | #N/A | #N/A | #N/A | #N/A | #VALUE! | #N/A | #N/A | #N/A | #N/A | #N/A | #N/A | #N/A | #N/A | #N/A | #N/A | #N/A | #N/A | #N/A | #N/A | #N/A | #N/A | #N/A | #N/A | #N/A
| Proposed | Dist. (m) | [5 empty] | Fill: 0.0 sq.m. |  | 0 | 0 |  |  | #N/A | #N/A | #N/A | #N/A | #N/A | #N/A | #N/A | #N/A | #N/A | #N/A | #N/A | #N/A | #N/A | #N/A | #N/A | #N/A | #N/A | #N/A | #N/A | #N/A | #N/A | #N/A | #N/A | #N/A | #N/A | #N/A | #N/A | #N/A | #N/A | #N/A | #N/A | #N/A | #N/A | #N/A | #N/A | #N/A | #N/A | #N/A | #N/A | #N/A | #N/A | #N/A | #N/A | #N/A | #N/A | #N/A | #N/A | #N/A | #N/A | #N/A | #N/A | #N/A | #N/A | #N/A | #N/A | #N/A | #N/A | #N/A | #N/A | #N/A | 0 | 0 | 0 | 0 | 0 | 0 | 0 | 0 | 0 | 0 | 0 | 0 | 0 | 0 | 0 | 0 | 0 | 0 | 0 | 0 | 0 | 0 | 0 | 0 | 0 | 0 | 0 | 0 | 0 | 0 | 0 | 0 | 0 | 0 | 0 | 0 | 0 | 0 | 0 | 0 | 0 | 0 | 0 | 0 | 0 | 0 | 0 | 0 | 0 | 0 | 0 | 0 | 0 | 0 | 0 | 0 | 0 | 0 | 0 | 0 |  | #N/A | #N/A | #N/A | #N/A | #N/A | #N/A | #N/A | #N/A | #N/A | #N/A | #N/A | #N/A | #N/A | #N/A | #N/A | #N/A | #N/A | #N/A | #N/A | #N/A | #N/A | #N/A | #N/A | #N/A | #N/A | #N/A | #N/A | #N/A | #N/A | #N/A | #N/A | #N/A | #N/A | #N/A | #N/A | #N/A | #N/A | #N/A | #N/A | #N/A | #N/A | #N/A | #N/A | #N/A | #N/A | #N/A | #N/A | #N/A | #N/A | #N/A | #N/A | #N/A | #N/A | #N/A | #N/A | #N/A | #N/A | #N/A | #N/A | #N/A | #N/A | #N/A | #N/A | #N/A | #N/A | #N/A | #N/A | #N/A | #N/A | #N/A | #N/A | #N/A | #N/A | #N/A | #N/A | #N/A | #N/A | #N/A | #N/A | #N/A | #N/A | #N/A | #N/A | #N/A | #N/A | #N/A | #N/A | #N/A | #N/A | #N/A | #N/A | #N/A | #N/A | #N/A | #N/A | #N/A | #N/A | #N/A | #N/A | #N/A | #N/A | #N/A | #N/A | #N/A | #N/A | #N/A | #N/A | #N/A | #N/A | #N/A | #N/A | #N/A | #N/A | #N/A | #N/A | #N/A | #N/A | #N/A | #N/A | #N/A | #VALUE! | #N/A | #N/A | #N/A | #N/A | #N/A | #N/A | #N/A | #N/A | #N/A | #N/A | #N/A | #N/A | #N/A | #N/A | #N/A | #N/A | #N/A | #N/A | #N/A | Fill | [80 empty] | FILL= | 0 | CUT= | 0 | 0 | 0
|  | Level (m) | [9 empty] | 0 | 0 | [60 empty] | 0 | 0 | 0 | 0 | 0 | 0 | 0 | 0 | 0 | 0 | 0 | 0 | 0 | 0 | 0 | 0 | 0 | 0 | 0 | 0 | 0 | 0 | 0 | 0 | 0 | 0 | 0 | 0 | 0 | 0 | 0 | 0 | 0 | 0 | 0 | 0 | 0 | 0 | 0 | 0 | 0 | 0 | 0 | 0 | 0 | 0 | 0 | 0 | 0 | 0 | 0 | 0 | 0 | 0 | 0 | 0 | 0 | 0 | 0 | 0 | 0 | 0 | 0 | 0 | 0 | 0 | 0 | 0 | 0 | 0 | 0 | 0 | 0 | 0 | 0 | 0 | 0 | 0 | 0 | 0 | 0 | 0 | 0 | 0 | 0 | 0 | 0 | 0 | 0 | 0 | 0 | 0 | 0 | 0 | 0 | 0 | 0 | 0 | 0 | 0 | 0 | 0 | 0 | 0 | 0 | 0 | 0 | 0 | 0 | 0 | 0 | 0 | 0 | 0 | 0 | 0 | 0 | 0 | 0 | 0 | 0 | #N/A | #N/A | #N/A | #N/A | #N/A | #N/A | #N/A | #N/A | #N/A | #N/A | #N/A | #N/A | #N/A | #N/A | #N/A | #N/A | #N/A | #N/A | #N/A | #N/A | #N/A | #N/A | #N/A | #N/A | #N/A | #N/A | #N/A | #N/A | #N/A | #N/A | #N/A | #N/A | #N/A | #N/A | #N/A | #N/A | #N/A | #N/A | #N/A | #N/A | #N/A | #N/A | #N/A | #N/A | #N/A | #N/A | #N/A | #N/A | #N/A | #N/A | #N/A | #N/A | #N/A | #N/A | #N/A | #N/A | #N/A | #N/A | #N/A | #N/A | #VALUE! | #N/A | #N/A | #N/A | #N/A | #N/A | #N/A | #N/A | #N/A | #N/A | #N/A | #N/A | #N/A | #N/A | #N/A | #N/A | #N/A | #N/A | #N/A | #N/A | Cut
Sec. 12 | Existing | Dist. (m) | [5 empty] | Cut: 0.0 sq.m. |  | 0 | 0 |  |  | #N/A | #N/A | #N/A | #N/A | #N/A | #N/A | #N/A | #N/A | #N/A | #N/A | #N/A | #N/A | #N/A | #N/A | #N/A | #N/A | #N/A | #N/A | #N/A | #N/A | #N/A | #N/A | #N/A | #N/A | #N/A | #N/A | #N/A | #N/A | #N/A | #N/A | #N/A | #N/A | #N/A | #N/A | #N/A | #N/A | #N/A | #N/A | #N/A | #N/A | #N/A | #N/A | #N/A | #N/A | #N/A | #N/A | #N/A | #N/A | #N/A | #N/A | #N/A | #N/A | #N/A | #N/A | #N/A | #N/A | #N/A | #N/A | #N/A | #N/A | #N/A | #N/A | #N/A | #N/A | #N/A | #N/A | #N/A | #N/A | #N/A | #N/A | #N/A | #N/A | #N/A | #N/A | #N/A | #N/A | #N/A | #N/A | #N/A | #N/A | #N/A | #N/A | #N/A | #N/A | #N/A | #N/A | #N/A | #N/A | #N/A | #N/A | #N/A | #N/A | #N/A | #N/A | #N/A | #N/A | #N/A | #N/A | #N/A | #N/A | #N/A | #N/A | #N/A | #N/A | #N/A | #N/A | #N/A | #N/A | #N/A | #N/A | #N/A | #N/A | #N/A | #N/A | #N/A | #N/A | #N/A | #N/A | #N/A | #N/A |  | #N/A | #N/A | #N/A | #N/A | #N/A | #N/A | #N/A | #N/A | #N/A | #N/A | #N/A | #N/A | #N/A | #N/A | #N/A | #N/A | #N/A | #N/A | #N/A | #N/A | #N/A | #N/A | #N/A | #N/A | #N/A | #N/A | #N/A | #N/A | #N/A | #N/A | #N/A | #N/A | #N/A | #N/A | #N/A | #N/A | #N/A | #N/A | #N/A | #N/A | #N/A | #N/A | #N/A | #N/A | #N/A | #N/A | #N/A | #N/A | #N/A | #N/A | #N/A | #N/A | #N/A | #N/A | #N/A | #N/A | #N/A | #N/A | #N/A | #N/A | 1 | 2 | 3 | 4 | 5 | 6 | 7 | 8 | 9 | 10 | 11 | 12 | 13 | 14 | 15 | 16 | 17 | 18 | 19 | 20 | 21 | 22 | 23 | 24 | 25 | 26 | 27 | 28 | 29 | 30 | 31 | 32 | 33 | 34 | 35 | 36 | 37 | 38 | 39 | 40 | 41 | 42 | 43 | 44 | 45 | 46 | 47 | 48 | 49 | 50 | 51 | 52 | 53 | 54 | 55 | 56 | 57 | 58 | 59 | 60 | 61 | 62 | 63 | #N/A | #N/A | #N/A | #N/A | #N/A | #N/A | #N/A | #N/A | #N/A | #N/A | #N/A | #N/A | #N/A | #N/A | #N/A | #N/A | #N/A | Dist | #N/A | #N/A | #N/A | #N/A | #N/A | #N/A | #N/A | #N/A | #N/A | #N/A | #N/A | #N/A | #N/A | #N/A | #N/A | #N/A | #N/A | #N/A | #N/A | #N/A | #N/A | #N/A | #N/A | #N/A | #N/A | #N/A | #N/A | #N/A | #N/A | #N/A | #N/A | #N/A | #N/A | #N/A | #N/A | #N/A | #N/A | #N/A | #N/A | #N/A | #N/A | #N/A | #N/A | #N/A | #N/A | #N/A | #N/A | #N/A | #N/A | #N/A | #N/A | #N/A | #N/A | #N/A | #N/A | #N/A | #N/A | #N/A | #N/A | #N/A | #VALUE! | #VALUE! | #N/A | #N/A | #N/A | #N/A | #N/A | #N/A | #N/A | #N/A | #N/A | #N/A | #N/A | #N/A | #N/A | #N/A | #N/A | #N/A | #N/A | #N/A
|  | Level (m) | [9 empty] | 0 | 0 | #N/A | #N/A | #N/A | #N/A | #N/A | #N/A | #N/A | #N/A | #N/A | #N/A | #N/A | #N/A | #N/A | #N/A | #N/A | #N/A | #N/A | #N/A | #N/A | #N/A | #N/A | #N/A | #N/A | #N/A | #N/A | #N/A | #N/A | #N/A | #N/A | #N/A | #N/A | #N/A | #N/A | #N/A | #N/A | #N/A | #N/A | #N/A | #N/A | #N/A | #N/A | #N/A | #N/A | #N/A | #N/A | #N/A | #N/A | #N/A | #N/A | #N/A | #N/A | #N/A | #N/A | #N/A | #N/A | #N/A | #N/A | #N/A | #N/A | #N/A | #N/A | #N/A | #N/A | #N/A | #N/A | #N/A | #N/A | #N/A | #N/A | #N/A | #N/A | #N/A | #N/A | #N/A | #N/A | #N/A | #N/A | #N/A | #N/A | #N/A | #N/A | #N/A | #N/A | #N/A | #N/A | #N/A | #N/A | #N/A | #N/A | #N/A | #N/A | #N/A | #N/A | #N/A | #N/A | #N/A | #N/A | #N/A | #N/A | #N/A | #N/A | #N/A | #N/A | #N/A | #N/A | #N/A | #N/A | #N/A | #N/A | #N/A | #N/A | #N/A | #N/A | #N/A | #N/A | #N/A | #N/A | #N/A | #N/A | #N/A |  | #N/A | #N/A | #N/A | #N/A | #N/A | #N/A | #N/A | #N/A | #N/A | #N/A | #N/A | #N/A | #N/A | #N/A | #N/A | #N/A | #N/A | #N/A | #N/A | #N/A | #N/A | #N/A | #N/A | #N/A | #N/A | #N/A | #N/A | #N/A | #N/A | #N/A | #N/A | #N/A | #N/A | #N/A | #N/A | #N/A | #N/A | #N/A | #N/A | #N/A | #N/A | #N/A | #N/A | #N/A | #N/A | #N/A | #N/A | #N/A | #N/A | #N/A | #N/A | #N/A | #N/A | #N/A | #N/A | #N/A | #N/A | #N/A | #N/A | #N/A | #N/A | #N/A | #N/A | #N/A | #N/A | #N/A | #N/A | #N/A | #N/A | #N/A | #N/A | #N/A | #N/A | #N/A | #N/A | #N/A | #N/A | #N/A | #N/A | #N/A | #N/A | #N/A | #N/A | #N/A | #N/A | #N/A | #N/A | #N/A | #N/A | #N/A | #N/A | #N/A | #N/A | #N/A | #N/A | #N/A | #N/A | #N/A | #N/A | #N/A | #N/A | #N/A | #N/A | #N/A | #N/A | #N/A | #N/A | #N/A | #N/A | #N/A | #N/A | #N/A | #N/A | #N/A | #N/A | #N/A | #N/A | #N/A | #N/A | #N/A | #VALUE! | #VALUE! | #N/A | #N/A | #N/A | #N/A | #N/A | #N/A | #N/A | #N/A | #N/A | #N/A | #N/A | #N/A | #N/A | #N/A | #N/A | #N/A | #N/A | #N/A | Diff | #N/A | #N/A | #N/A | #N/A | #N/A | #N/A | #N/A | #N/A | #N/A | #N/A | #N/A | #N/A | #N/A | #N/A | #N/A | #N/A | #N/A | #N/A | #N/A | #N/A | #N/A | #N/A | #N/A | #N/A | #N/A | #N/A | #N/A | #N/A | #N/A | #N/A | #N/A | #N/A | #N/A | #N/A | #N/A | #N/A | #N/A | #N/A | #N/A | #N/A | #N/A | #N/A | #N/A | #N/A | #N/A | #N/A | #N/A | #N/A | #N/A | #N/A | #N/A | #N/A | #N/A | #N/A | #N/A | #N/A | #N/A | #N/A | #N/A | #N/A | #VALUE! | #N/A | #N/A | #N/A | #N/A | #N/A | #N/A | #N/A | #N/A | #N/A | #N/A | #N/A | #N/A | #N/A | #N/A | #N/A | #N/A | #N/A | #N/A | #N/A
| Proposed | Dist. (m) | [5 empty] | Fill: 0.0 sq.m. |  | 0 | 0 |  |  | #N/A | #N/A | #N/A | #N/A | #N/A | #N/A | #N/A | #N/A | #N/A | #N/A | #N/A | #N/A | #N/A | #N/A | #N/A | #N/A | #N/A | #N/A | #N/A | #N/A | #N/A | #N/A | #N/A | #N/A | #N/A | #N/A | #N/A | #N/A | #N/A | #N/A | #N/A | #N/A | #N/A | #N/A | #N/A | #N/A | #N/A | #N/A | #N/A | #N/A | #N/A | #N/A | #N/A | #N/A | #N/A | #N/A | #N/A | #N/A | #N/A | #N/A | #N/A | #N/A | #N/A | #N/A | #N/A | #N/A | #N/A | #N/A | #N/A | #N/A | 0 | 0 | 0 | 0 | 0 | 0 | 0 | 0 | 0 | 0 | 0 | 0 | 0 | 0 | 0 | 0 | 0 | 0 | 0 | 0 | 0 | 0 | 0 | 0 | 0 | 0 | 0 | 0 | 0 | 0 | 0 | 0 | 0 | 0 | 0 | 0 | 0 | 0 | 0 | 0 | 0 | 0 | 0 | 0 | 0 | 0 | 0 | 0 | 0 | 0 | 0 | 0 | 0 | 0 | 0 | 0 | 0 | 0 | 0 | 0 |  | #N/A | #N/A | #N/A | #N/A | #N/A | #N/A | #N/A | #N/A | #N/A | #N/A | #N/A | #N/A | #N/A | #N/A | #N/A | #N/A | #N/A | #N/A | #N/A | #N/A | #N/A | #N/A | #N/A | #N/A | #N/A | #N/A | #N/A | #N/A | #N/A | #N/A | #N/A | #N/A | #N/A | #N/A | #N/A | #N/A | #N/A | #N/A | #N/A | #N/A | #N/A | #N/A | #N/A | #N/A | #N/A | #N/A | #N/A | #N/A | #N/A | #N/A | #N/A | #N/A | #N/A | #N/A | #N/A | #N/A | #N/A | #N/A | #N/A | #N/A | #N/A | #N/A | #N/A | #N/A | #N/A | #N/A | #N/A | #N/A | #N/A | #N/A | #N/A | #N/A | #N/A | #N/A | #N/A | #N/A | #N/A | #N/A | #N/A | #N/A | #N/A | #N/A | #N/A | #N/A | #N/A | #N/A | #N/A | #N/A | #N/A | #N/A | #N/A | #N/A | #N/A | #N/A | #N/A | #N/A | #N/A | #N/A | #N/A | #N/A | #N/A | #N/A | #N/A | #N/A | #N/A | #N/A | #N/A | #N/A | #N/A | #N/A | #N/A | #N/A | #N/A | #N/A | #N/A | #N/A | #N/A | #N/A | #N/A | #N/A | #VALUE! | #N/A | #N/A | #N/A | #N/A | #N/A | #N/A | #N/A | #N/A | #N/A | #N/A | #N/A | #N/A | #N/A | #N/A | #N/A | #N/A | #N/A | #N/A | #N/A | Fill | [80 empty] | FILL= | 0 | CUT= | 0 | 0 | 0
|  | Level (m) | [9 empty] | 0 | 0 | [60 empty] | 0 | 0 | 0 | 0 | 0 | 0 | 0 | 0 | 0 | 0 | 0 | 0 | 0 | 0 | 0 | 0 | 0 | 0 | 0 | 0 | 0 | 0 | 0 | 0 | 0 | 0 | 0 | 0 | 0 | 0 | 0 | 0 | 0 | 0 | 0 | 0 | 0 | 0 | 0 | 0 | 0 | 0 | 0 | 0 | 0 | 0 | 0 | 0 | 0 | 0 | 0 | 0 | 0 | 0 | 0 | 0 | 0 | 0 | 0 | 0 | 0 | 0 | 0 | 0 | 0 | 0 | 0 | 0 | 0 | 0 | 0 | 0 | 0 | 0 | 0 | 0 | 0 | 0 | 0 | 0 | 0 | 0 | 0 | 0 | 0 | 0 | 0 | 0 | 0 | 0 | 0 | 0 | 0 | 0 | 0 | 0 | 0 | 0 | 0 | 0 | 0 | 0 | 0 | 0 | 0 | 0 | 0 | 0 | 0 | 0 | 0 | 0 | 0 | 0 | 0 | 0 | 0 | 0 | 0 | 0 | 0 | #N/A | #N/A | #N/A | #N/A | #N/A | #N/A | #N/A | #N/A | #N/A | #N/A | #N/A | #N/A | #N/A | #N/A | #N/A | #N/A | #N/A | #N/A | #N/A | #N/A | #N/A | #N/A | #N/A | #N/A | #N/A | #N/A | #N/A | #N/A | #N/A | #N/A | #N/A | #N/A | #N/A | #N/A | #N/A | #N/A | #N/A | #N/A | #N/A | #N/A | #N/A | #N/A | #N/A | #N/A | #N/A | #N/A | #N/A | #N/A | #N/A | #N/A | #N/A | #N/A | #N/A | #N/A | #N/A | #N/A | #N/A | #N/A | #N/A | #N/A | #VALUE! | #N/A | #N/A | #N/A | #N/A | #N/A | #N/A | #N/A | #N/A | #N/A | #N/A | #N/A | #N/A | #N/A | #N/A | #N/A | #N/A | #N/A | #N/A | #N/A | Cut
Sec. 13 | Existing | Dist. (m) | [5 empty] | Cut: 0.0 sq.m. |  | 0 | 0 |  |  | #N/A | #N/A | #N/A | #N/A | #N/A | #N/A | #N/A | #N/A | #N/A | #N/A | #N/A | #N/A | #N/A | #N/A | #N/A | #N/A | #N/A | #N/A | #N/A | #N/A | #N/A | #N/A | #N/A | #N/A | #N/A | #N/A | #N/A | #N/A | #N/A | #N/A | #N/A | #N/A | #N/A | #N/A | #N/A | #N/A | #N/A | #N/A | #N/A | #N/A | #N/A | #N/A | #N/A | #N/A | #N/A | #N/A | #N/A | #N/A | #N/A | #N/A | #N/A | #N/A | #N/A | #N/A | #N/A | #N/A | #N/A | #N/A | #N/A | #N/A | #N/A | #N/A | #N/A | #N/A | #N/A | #N/A | #N/A | #N/A | #N/A | #N/A | #N/A | #N/A | #N/A | #N/A | #N/A | #N/A | #N/A | #N/A | #N/A | #N/A | #N/A | #N/A | #N/A | #N/A | #N/A | #N/A | #N/A | #N/A | #N/A | #N/A | #N/A | #N/A | #N/A | #N/A | #N/A | #N/A | #N/A | #N/A | #N/A | #N/A | #N/A | #N/A | #N/A | #N/A | #N/A | #N/A | #N/A | #N/A | #N/A | #N/A | #N/A | #N/A | #N/A | #N/A | #N/A | #N/A | #N/A | #N/A | #N/A | #N/A |  | #N/A | #N/A | #N/A | #N/A | #N/A | #N/A | #N/A | #N/A | #N/A | #N/A | #N/A | #N/A | #N/A | #N/A | #N/A | #N/A | #N/A | #N/A | #N/A | #N/A | #N/A | #N/A | #N/A | #N/A | #N/A | #N/A | #N/A | #N/A | #N/A | #N/A | #N/A | #N/A | #N/A | #N/A | #N/A | #N/A | #N/A | #N/A | #N/A | #N/A | #N/A | #N/A | #N/A | #N/A | #N/A | #N/A | #N/A | #N/A | #N/A | #N/A | #N/A | #N/A | #N/A | #N/A | #N/A | #N/A | #N/A | #N/A | #N/A | #N/A | 1 | 2 | 3 | 4 | 5 | 6 | 7 | 8 | 9 | 10 | 11 | 12 | 13 | 14 | 15 | 16 | 17 | 18 | 19 | 20 | 21 | 22 | 23 | 24 | 25 | 26 | 27 | 28 | 29 | 30 | 31 | 32 | 33 | 34 | 35 | 36 | 37 | 38 | 39 | 40 | 41 | 42 | 43 | 44 | 45 | 46 | 47 | 48 | 49 | 50 | 51 | 52 | 53 | 54 | 55 | 56 | 57 | 58 | 59 | 60 | 61 | 62 | 63 | #N/A | #N/A | #N/A | #N/A | #N/A | #N/A | #N/A | #N/A | #N/A | #N/A | #N/A | #N/A | #N/A | #N/A | #N/A | #N/A | #N/A | Dist | #N/A | #N/A | #N/A | #N/A | #N/A | #N/A | #N/A | #N/A | #N/A | #N/A | #N/A | #N/A | #N/A | #N/A | #N/A | #N/A | #N/A | #N/A | #N/A | #N/A | #N/A | #N/A | #N/A | #N/A | #N/A | #N/A | #N/A | #N/A | #N/A | #N/A | #N/A | #N/A | #N/A | #N/A | #N/A | #N/A | #N/A | #N/A | #N/A | #N/A | #N/A | #N/A | #N/A | #N/A | #N/A | #N/A | #N/A | #N/A | #N/A | #N/A | #N/A | #N/A | #N/A | #N/A | #N/A | #N/A | #N/A | #N/A | #N/A | #N/A | #VALUE! | #VALUE! | #N/A | #N/A | #N/A | #N/A | #N/A | #N/A | #N/A | #N/A | #N/A | #N/A | #N/A | #N/A | #N/A | #N/A | #N/A | #N/A | #N/A | #N/A
|  | Level (m) | [9 empty] | 0 | 0 | #N/A | #N/A | #N/A | #N/A | #N/A | #N/A | #N/A | #N/A | #N/A | #N/A | #N/A | #N/A | #N/A | #N/A | #N/A | #N/A | #N/A | #N/A | #N/A | #N/A | #N/A | #N/A | #N/A | #N/A | #N/A | #N/A | #N/A | #N/A | #N/A | #N/A | #N/A | #N/A | #N/A | #N/A | #N/A | #N/A | #N/A | #N/A | #N/A | #N/A | #N/A | #N/A | #N/A | #N/A | #N/A | #N/A | #N/A | #N/A | #N/A | #N/A | #N/A | #N/A | #N/A | #N/A | #N/A | #N/A | #N/A | #N/A | #N/A | #N/A | #N/A | #N/A | #N/A | #N/A | #N/A | #N/A | #N/A | #N/A | #N/A | #N/A | #N/A | #N/A | #N/A | #N/A | #N/A | #N/A | #N/A | #N/A | #N/A | #N/A | #N/A | #N/A | #N/A | #N/A | #N/A | #N/A | #N/A | #N/A | #N/A | #N/A | #N/A | #N/A | #N/A | #N/A | #N/A | #N/A | #N/A | #N/A | #N/A | #N/A | #N/A | #N/A | #N/A | #N/A | #N/A | #N/A | #N/A | #N/A | #N/A | #N/A | #N/A | #N/A | #N/A | #N/A | #N/A | #N/A | #N/A | #N/A | #N/A | #N/A |  | #N/A | #N/A | #N/A | #N/A | #N/A | #N/A | #N/A | #N/A | #N/A | #N/A | #N/A | #N/A | #N/A | #N/A | #N/A | #N/A | #N/A | #N/A | #N/A | #N/A | #N/A | #N/A | #N/A | #N/A | #N/A | #N/A | #N/A | #N/A | #N/A | #N/A | #N/A | #N/A | #N/A | #N/A | #N/A | #N/A | #N/A | #N/A | #N/A | #N/A | #N/A | #N/A | #N/A | #N/A | #N/A | #N/A | #N/A | #N/A | #N/A | #N/A | #N/A | #N/A | #N/A | #N/A | #N/A | #N/A | #N/A | #N/A | #N/A | #N/A | #N/A | #N/A | #N/A | #N/A | #N/A | #N/A | #N/A | #N/A | #N/A | #N/A | #N/A | #N/A | #N/A | #N/A | #N/A | #N/A | #N/A | #N/A | #N/A | #N/A | #N/A | #N/A | #N/A | #N/A | #N/A | #N/A | #N/A | #N/A | #N/A | #N/A | #N/A | #N/A | #N/A | #N/A | #N/A | #N/A | #N/A | #N/A | #N/A | #N/A | #N/A | #N/A | #N/A | #N/A | #N/A | #N/A | #N/A | #N/A | #N/A | #N/A | #N/A | #N/A | #N/A | #N/A | #N/A | #N/A | #N/A | #N/A | #N/A | #N/A | #VALUE! | #VALUE! | #N/A | #N/A | #N/A | #N/A | #N/A | #N/A | #N/A | #N/A | #N/A | #N/A | #N/A | #N/A | #N/A | #N/A | #N/A | #N/A | #N/A | #N/A | Diff | #N/A | #N/A | #N/A | #N/A | #N/A | #N/A | #N/A | #N/A | #N/A | #N/A | #N/A | #N/A | #N/A | #N/A | #N/A | #N/A | #N/A | #N/A | #N/A | #N/A | #N/A | #N/A | #N/A | #N/A | #N/A | #N/A | #N/A | #N/A | #N/A | #N/A | #N/A | #N/A | #N/A | #N/A | #N/A | #N/A | #N/A | #N/A | #N/A | #N/A | #N/A | #N/A | #N/A | #N/A | #N/A | #N/A | #N/A | #N/A | #N/A | #N/A | #N/A | #N/A | #N/A | #N/A | #N/A | #N/A | #N/A | #N/A | #N/A | #N/A | #VALUE! | #N/A | #N/A | #N/A | #N/A | #N/A | #N/A | #N/A | #N/A | #N/A | #N/A | #N/A | #N/A | #N/A | #N/A | #N/A | #N/A | #N/A | #N/A | #N/A
| Proposed | Dist. (m) | [5 empty] | Fill: 0.0 sq.m. |  | 0 | 0 |  |  | #N/A | #N/A | #N/A | #N/A | #N/A | #N/A | #N/A | #N/A | #N/A | #N/A | #N/A | #N/A | #N/A | #N/A | #N/A | #N/A | #N/A | #N/A | #N/A | #N/A | #N/A | #N/A | #N/A | #N/A | #N/A | #N/A | #N/A | #N/A | #N/A | #N/A | #N/A | #N/A | #N/A | #N/A | #N/A | #N/A | #N/A | #N/A | #N/A | #N/A | #N/A | #N/A | #N/A | #N/A | #N/A | #N/A | #N/A | #N/A | #N/A | #N/A | #N/A | #N/A | #N/A | #N/A | #N/A | #N/A | #N/A | #N/A | #N/A | #N/A | 0 | 0 | 0 | 0 | 0 | 0 | 0 | 0 | 0 | 0 | 0 | 0 | 0 | 0 | 0 | 0 | 0 | 0 | 0 | 0 | 0 | 0 | 0 | 0 | 0 | 0 | 0 | 0 | 0 | 0 | 0 | 0 | 0 | 0 | 0 | 0 | 0 | 0 | 0 | 0 | 0 | 0 | 0 | 0 | 0 | 0 | 0 | 0 | 0 | 0 | 0 | 0 | 0 | 0 | 0 | 0 | 0 | 0 | 0 | 0 |  | #N/A | #N/A | #N/A | #N/A | #N/A | #N/A | #N/A | #N/A | #N/A | #N/A | #N/A | #N/A | #N/A | #N/A | #N/A | #N/A | #N/A | #N/A | #N/A | #N/A | #N/A | #N/A | #N/A | #N/A | #N/A | #N/A | #N/A | #N/A | #N/A | #N/A | #N/A | #N/A | #N/A | #N/A | #N/A | #N/A | #N/A | #N/A | #N/A | #N/A | #N/A | #N/A | #N/A | #N/A | #N/A | #N/A | #N/A | #N/A | #N/A | #N/A | #N/A | #N/A | #N/A | #N/A | #N/A | #N/A | #N/A | #N/A | #N/A | #N/A | #N/A | #N/A | #N/A | #N/A | #N/A | #N/A | #N/A | #N/A | #N/A | #N/A | #N/A | #N/A | #N/A | #N/A | #N/A | #N/A | #N/A | #N/A | #N/A | #N/A | #N/A | #N/A | #N/A | #N/A | #N/A | #N/A | #N/A | #N/A | #N/A | #N/A | #N/A | #N/A | #N/A | #N/A | #N/A | #N/A | #N/A | #N/A | #N/A | #N/A | #N/A | #N/A | #N/A | #N/A | #N/A | #N/A | #N/A | #N/A | #N/A | #N/A | #N/A | #N/A | #N/A | #N/A | #N/A | #N/A | #N/A | #N/A | #N/A | #N/A | #VALUE! | #N/A | #N/A | #N/A | #N/A | #N/A | #N/A | #N/A | #N/A | #N/A | #N/A | #N/A | #N/A | #N/A | #N/A | #N/A | #N/A | #N/A | #N/A | #N/A | Fill | [80 empty] | FILL= | 0 | CUT= | 0 | 0 | 0
|  | Level (m) | [9 empty] | 0 | 0 | [60 empty] | 0 | 0 | 0 | 0 | 0 | 0 | 0 | 0 | 0 | 0 | 0 | 0 | 0 | 0 | 0 | 0 | 0 | 0 | 0 | 0 | 0 | 0 | 0 | 0 | 0 | 0 | 0 | 0 | 0 | 0 | 0 | 0 | 0 | 0 | 0 | 0 | 0 | 0 | 0 | 0 | 0 | 0 | 0 | 0 | 0 | 0 | 0 | 0 | 0 | 0 | 0 | 0 | 0 | 0 | 0 | 0 | 0 | 0 | 0 | 0 | 0 | 0 | 0 | 0 | 0 | 0 | 0 | 0 | 0 | 0 | 0 | 0 | 0 | 0 | 0 | 0 | 0 | 0 | 0 | 0 | 0 | 0 | 0 | 0 | 0 | 0 | 0 | 0 | 0 | 0 | 0 | 0 | 0 | 0 | 0 | 0 | 0 | 0 | 0 | 0 | 0 | 0 | 0 | 0 | 0 | 0 | 0 | 0 | 0 | 0 | 0 | 0 | 0 | 0 | 0 | 0 | 0 | 0 | 0 | 0 | 0 | #N/A | #N/A | #N/A | #N/A | #N/A | #N/A | #N/A | #N/A | #N/A | #N/A | #N/A | #N/A | #N/A | #N/A | #N/A | #N/A | #N/A | #N/A | #N/A | #N/A | #N/A | #N/A | #N/A | #N/A | #N/A | #N/A | #N/A | #N/A | #N/A | #N/A | #N/A | #N/A | #N/A | #N/A | #N/A | #N/A | #N/A | #N/A | #N/A | #N/A | #N/A | #N/A | #N/A | #N/A | #N/A | #N/A | #N/A | #N/A | #N/A | #N/A | #N/A | #N/A | #N/A | #N/A | #N/A | #N/A | #N/A | #N/A | #N/A | #N/A | #VALUE! | #N/A | #N/A | #N/A | #N/A | #N/A | #N/A | #N/A | #N/A | #N/A | #N/A | #N/A | #N/A | #N/A | #N/A | #N/A | #N/A | #N/A | #N/A | #N/A | Cut
Sec. 14 | Existing | Dist. (m) | [5 empty] | Cut: 0.0 sq.m. |  | 0 | 0 |  |  | #N/A | #N/A | #N/A | #N/A | #N/A | #N/A | #N/A | #N/A | #N/A | #N/A | #N/A | #N/A | #N/A | #N/A | #N/A | #N/A | #N/A | #N/A | #N/A | #N/A | #N/A | #N/A | #N/A | #N/A | #N/A | #N/A | #N/A | #N/A | #N/A | #N/A | #N/A | #N/A | #N/A | #N/A | #N/A | #N/A | #N/A | #N/A | #N/A | #N/A | #N/A | #N/A | #N/A | #N/A | #N/A | #N/A | #N/A | #N/A | #N/A | #N/A | #N/A | #N/A | #N/A | #N/A | #N/A | #N/A | #N/A | #N/A | #N/A | #N/A | #N/A | #N/A | #N/A | #N/A | #N/A | #N/A | #N/A | #N/A | #N/A | #N/A | #N/A | #N/A | #N/A | #N/A | #N/A | #N/A | #N/A | #N/A | #N/A | #N/A | #N/A | #N/A | #N/A | #N/A | #N/A | #N/A | #N/A | #N/A | #N/A | #N/A | #N/A | #N/A | #N/A | #N/A | #N/A | #N/A | #N/A | #N/A | #N/A | #N/A | #N/A | #N/A | #N/A | #N/A | #N/A | #N/A | #N/A | #N/A | #N/A | #N/A | #N/A | #N/A | #N/A | #N/A | #N/A | #N/A | #N/A | #N/A | #N/A | #N/A |  | #N/A | #N/A | #N/A | #N/A | #N/A | #N/A | #N/A | #N/A | #N/A | #N/A | #N/A | #N/A | #N/A | #N/A | #N/A | #N/A | #N/A | #N/A | #N/A | #N/A | #N/A | #N/A | #N/A | #N/A | #N/A | #N/A | #N/A | #N/A | #N/A | #N/A | #N/A | #N/A | #N/A | #N/A | #N/A | #N/A | #N/A | #N/A | #N/A | #N/A | #N/A | #N/A | #N/A | #N/A | #N/A | #N/A | #N/A | #N/A | #N/A | #N/A | #N/A | #N/A | #N/A | #N/A | #N/A | #N/A | #N/A | #N/A | #N/A | #N/A | 1 | 2 | 3 | 4 | 5 | 6 | 7 | 8 | 9 | 10 | 11 | 12 | 13 | 14 | 15 | 16 | 17 | 18 | 19 | 20 | 21 | 22 | 23 | 24 | 25 | 26 | 27 | 28 | 29 | 30 | 31 | 32 | 33 | 34 | 35 | 36 | 37 | 38 | 39 | 40 | 41 | 42 | 43 | 44 | 45 | 46 | 47 | 48 | 49 | 50 | 51 | 52 | 53 | 54 | 55 | 56 | 57 | 58 | 59 | 60 | 61 | 62 | 63 | #N/A | #N/A | #N/A | #N/A | #N/A | #N/A | #N/A | #N/A | #N/A | #N/A | #N/A | #N/A | #N/A | #N/A | #N/A | #N/A | #N/A | Dist | #N/A | #N/A | #N/A | #N/A | #N/A | #N/A | #N/A | #N/A | #N/A | #N/A | #N/A | #N/A | #N/A | #N/A | #N/A | #N/A | #N/A | #N/A | #N/A | #N/A | #N/A | #N/A | #N/A | #N/A | #N/A | #N/A | #N/A | #N/A | #N/A | #N/A | #N/A | #N/A | #N/A | #N/A | #N/A | #N/A | #N/A | #N/A | #N/A | #N/A | #N/A | #N/A | #N/A | #N/A | #N/A | #N/A | #N/A | #N/A | #N/A | #N/A | #N/A | #N/A | #N/A | #N/A | #N/A | #N/A | #N/A | #N/A | #N/A | #N/A | #VALUE! | #VALUE! | #N/A | #N/A | #N/A | #N/A | #N/A | #N/A | #N/A | #N/A | #N/A | #N/A | #N/A | #N/A | #N/A | #N/A | #N/A | #N/A | #N/A | #N/A
|  | Level (m) | [9 empty] | 0 | 0 | #N/A | #N/A | #N/A | #N/A | #N/A | #N/A | #N/A | #N/A | #N/A | #N/A | #N/A | #N/A | #N/A | #N/A | #N/A | #N/A | #N/A | #N/A | #N/A | #N/A | #N/A | #N/A | #N/A | #N/A | #N/A | #N/A | #N/A | #N/A | #N/A | #N/A | #N/A | #N/A | #N/A | #N/A | #N/A | #N/A | #N/A | #N/A | #N/A | #N/A | #N/A | #N/A | #N/A | #N/A | #N/A | #N/A | #N/A | #N/A | #N/A | #N/A | #N/A | #N/A | #N/A | #N/A | #N/A | #N/A | #N/A | #N/A | #N/A | #N/A | #N/A | #N/A | #N/A | #N/A | #N/A | #N/A | #N/A | #N/A | #N/A | #N/A | #N/A | #N/A | #N/A | #N/A | #N/A | #N/A | #N/A | #N/A | #N/A | #N/A | #N/A | #N/A | #N/A | #N/A | #N/A | #N/A | #N/A | #N/A | #N/A | #N/A | #N/A | #N/A | #N/A | #N/A | #N/A | #N/A | #N/A | #N/A | #N/A | #N/A | #N/A | #N/A | #N/A | #N/A | #N/A | #N/A | #N/A | #N/A | #N/A | #N/A | #N/A | #N/A | #N/A | #N/A | #N/A | #N/A | #N/A | #N/A | #N/A | #N/A |  | #N/A | #N/A | #N/A | #N/A | #N/A | #N/A | #N/A | #N/A | #N/A | #N/A | #N/A | #N/A | #N/A | #N/A | #N/A | #N/A | #N/A | #N/A | #N/A | #N/A | #N/A | #N/A | #N/A | #N/A | #N/A | #N/A | #N/A | #N/A | #N/A | #N/A | #N/A | #N/A | #N/A | #N/A | #N/A | #N/A | #N/A | #N/A | #N/A | #N/A | #N/A | #N/A | #N/A | #N/A | #N/A | #N/A | #N/A | #N/A | #N/A | #N/A | #N/A | #N/A | #N/A | #N/A | #N/A | #N/A | #N/A | #N/A | #N/A | #N/A | #N/A | #N/A | #N/A | #N/A | #N/A | #N/A | #N/A | #N/A | #N/A | #N/A | #N/A | #N/A | #N/A | #N/A | #N/A | #N/A | #N/A | #N/A | #N/A | #N/A | #N/A | #N/A | #N/A | #N/A | #N/A | #N/A | #N/A | #N/A | #N/A | #N/A | #N/A | #N/A | #N/A | #N/A | #N/A | #N/A | #N/A | #N/A | #N/A | #N/A | #N/A | #N/A | #N/A | #N/A | #N/A | #N/A | #N/A | #N/A | #N/A | #N/A | #N/A | #N/A | #N/A | #N/A | #N/A | #N/A | #N/A | #N/A | #N/A | #N/A | #VALUE! | #VALUE! | #N/A | #N/A | #N/A | #N/A | #N/A | #N/A | #N/A | #N/A | #N/A | #N/A | #N/A | #N/A | #N/A | #N/A | #N/A | #N/A | #N/A | #N/A | Diff | #N/A | #N/A | #N/A | #N/A | #N/A | #N/A | #N/A | #N/A | #N/A | #N/A | #N/A | #N/A | #N/A | #N/A | #N/A | #N/A | #N/A | #N/A | #N/A | #N/A | #N/A | #N/A | #N/A | #N/A | #N/A | #N/A | #N/A | #N/A | #N/A | #N/A | #N/A | #N/A | #N/A | #N/A | #N/A | #N/A | #N/A | #N/A | #N/A | #N/A | #N/A | #N/A | #N/A | #N/A | #N/A | #N/A | #N/A | #N/A | #N/A | #N/A | #N/A | #N/A | #N/A | #N/A | #N/A | #N/A | #N/A | #N/A | #N/A | #N/A | #VALUE! | #N/A | #N/A | #N/A | #N/A | #N/A | #N/A | #N/A | #N/A | #N/A | #N/A | #N/A | #N/A | #N/A | #N/A | #N/A | #N/A | #N/A | #N/A | #N/A
| Proposed | Dist. (m) | [5 empty] | Fill: 0.0 sq.m. |  | 0 | 0 |  |  | #N/A | #N/A | #N/A | #N/A | #N/A | #N/A | #N/A | #N/A | #N/A | #N/A | #N/A | #N/A | #N/A | #N/A | #N/A | #N/A | #N/A | #N/A | #N/A | #N/A | #N/A | #N/A | #N/A | #N/A | #N/A | #N/A | #N/A | #N/A | #N/A | #N/A | #N/A | #N/A | #N/A | #N/A | #N/A | #N/A | #N/A | #N/A | #N/A | #N/A | #N/A | #N/A | #N/A | #N/A | #N/A | #N/A | #N/A | #N/A | #N/A | #N/A | #N/A | #N/A | #N/A | #N/A | #N/A | #N/A | #N/A | #N/A | #N/A | #N/A | 0 | 0 | 0 | 0 | 0 | 0 | 0 | 0 | 0 | 0 | 0 | 0 | 0 | 0 | 0 | 0 | 0 | 0 | 0 | 0 | 0 | 0 | 0 | 0 | 0 | 0 | 0 | 0 | 0 | 0 | 0 | 0 | 0 | 0 | 0 | 0 | 0 | 0 | 0 | 0 | 0 | 0 | 0 | 0 | 0 | 0 | 0 | 0 | 0 | 0 | 0 | 0 | 0 | 0 | 0 | 0 | 0 | 0 | 0 | 0 |  | #N/A | #N/A | #N/A | #N/A | #N/A | #N/A | #N/A | #N/A | #N/A | #N/A | #N/A | #N/A | #N/A | #N/A | #N/A | #N/A | #N/A | #N/A | #N/A | #N/A | #N/A | #N/A | #N/A | #N/A | #N/A | #N/A | #N/A | #N/A | #N/A | #N/A | #N/A | #N/A | #N/A | #N/A | #N/A | #N/A | #N/A | #N/A | #N/A | #N/A | #N/A | #N/A | #N/A | #N/A | #N/A | #N/A | #N/A | #N/A | #N/A | #N/A | #N/A | #N/A | #N/A | #N/A | #N/A | #N/A | #N/A | #N/A | #N/A | #N/A | #N/A | #N/A | #N/A | #N/A | #N/A | #N/A | #N/A | #N/A | #N/A | #N/A | #N/A | #N/A | #N/A | #N/A | #N/A | #N/A | #N/A | #N/A | #N/A | #N/A | #N/A | #N/A | #N/A | #N/A | #N/A | #N/A | #N/A | #N/A | #N/A | #N/A | #N/A | #N/A | #N/A | #N/A | #N/A | #N/A | #N/A | #N/A | #N/A | #N/A | #N/A | #N/A | #N/A | #N/A | #N/A | #N/A | #N/A | #N/A | #N/A | #N/A | #N/A | #N/A | #N/A | #N/A | #N/A | #N/A | #N/A | #N/A | #N/A | #N/A | #VALUE! | #N/A | #N/A | #N/A | #N/A | #N/A | #N/A | #N/A | #N/A | #N/A | #N/A | #N/A | #N/A | #N/A | #N/A | #N/A | #N/A | #N/A | #N/A | #N/A | Fill | [80 empty] | FILL= | 0 | CUT= | 0 | 0 | 0
|  | Level (m) | [9 empty] | 0 | 0 | [60 empty] | 0 | 0 | 0 | 0 | 0 | 0 | 0 | 0 | 0 | 0 | 0 | 0 | 0 | 0 | 0 | 0 | 0 | 0 | 0 | 0 | 0 | 0 | 0 | 0 | 0 | 0 | 0 | 0 | 0 | 0 | 0 | 0 | 0 | 0 | 0 | 0 | 0 | 0 | 0 | 0 | 0 | 0 | 0 | 0 | 0 | 0 | 0 | 0 | 0 | 0 | 0 | 0 | 0 | 0 | 0 | 0 | 0 | 0 | 0 | 0 | 0 | 0 | 0 | 0 | 0 | 0 | 0 | 0 | 0 | 0 | 0 | 0 | 0 | 0 | 0 | 0 | 0 | 0 | 0 | 0 | 0 | 0 | 0 | 0 | 0 | 0 | 0 | 0 | 0 | 0 | 0 | 0 | 0 | 0 | 0 | 0 | 0 | 0 | 0 | 0 | 0 | 0 | 0 | 0 | 0 | 0 | 0 | 0 | 0 | 0 | 0 | 0 | 0 | 0 | 0 | 0 | 0 | 0 | 0 | 0 | 0 | #N/A | #N/A | #N/A | #N/A | #N/A | #N/A | #N/A | #N/A | #N/A | #N/A | #N/A | #N/A | #N/A | #N/A | #N/A | #N/A | #N/A | #N/A | #N/A | #N/A | #N/A | #N/A | #N/A | #N/A | #N/A | #N/A | #N/A | #N/A | #N/A | #N/A | #N/A | #N/A | #N/A | #N/A | #N/A | #N/A | #N/A | #N/A | #N/A | #N/A | #N/A | #N/A | #N/A | #N/A | #N/A | #N/A | #N/A | #N/A | #N/A | #N/A | #N/A | #N/A | #N/A | #N/A | #N/A | #N/A | #N/A | #N/A | #N/A | #N/A | #VALUE! | #N/A | #N/A | #N/A | #N/A | #N/A | #N/A | #N/A | #N/A | #N/A | #N/A | #N/A | #N/A | #N/A | #N/A | #N/A | #N/A | #N/A | #N/A | #N/A | Cut
Sec. 15 | Existing | Dist. (m) | [5 empty] | Cut: 0.0 sq.m. |  | 0 | 0 |  |  | #N/A | #N/A | #N/A | #N/A | #N/A | #N/A | #N/A | #N/A | #N/A | #N/A | #N/A | #N/A | #N/A | #N/A | #N/A | #N/A | #N/A | #N/A | #N/A | #N/A | #N/A | #N/A | #N/A | #N/A | #N/A | #N/A | #N/A | #N/A | #N/A | #N/A | #N/A | #N/A | #N/A | #N/A | #N/A | #N/A | #N/A | #N/A | #N/A | #N/A | #N/A | #N/A | #N/A | #N/A | #N/A | #N/A | #N/A | #N/A | #N/A | #N/A | #N/A | #N/A | #N/A | #N/A | #N/A | #N/A | #N/A | #N/A | #N/A | #N/A | #N/A | #N/A | #N/A | #N/A | #N/A | #N/A | #N/A | #N/A | #N/A | #N/A | #N/A | #N/A | #N/A | #N/A | #N/A | #N/A | #N/A | #N/A | #N/A | #N/A | #N/A | #N/A | #N/A | #N/A | #N/A | #N/A | #N/A | #N/A | #N/A | #N/A | #N/A | #N/A | #N/A | #N/A | #N/A | #N/A | #N/A | #N/A | #N/A | #N/A | #N/A | #N/A | #N/A | #N/A | #N/A | #N/A | #N/A | #N/A | #N/A | #N/A | #N/A | #N/A | #N/A | #N/A | #N/A | #N/A | #N/A | #N/A | #N/A | #N/A |  | #N/A | #N/A | #N/A | #N/A | #N/A | #N/A | #N/A | #N/A | #N/A | #N/A | #N/A | #N/A | #N/A | #N/A | #N/A | #N/A | #N/A | #N/A | #N/A | #N/A | #N/A | #N/A | #N/A | #N/A | #N/A | #N/A | #N/A | #N/A | #N/A | #N/A | #N/A | #N/A | #N/A | #N/A | #N/A | #N/A | #N/A | #N/A | #N/A | #N/A | #N/A | #N/A | #N/A | #N/A | #N/A | #N/A | #N/A | #N/A | #N/A | #N/A | #N/A | #N/A | #N/A | #N/A | #N/A | #N/A | #N/A | #N/A | #N/A | #N/A | 1 | 2 | 3 | 4 | 5 | 6 | 7 | 8 | 9 | 10 | 11 | 12 | 13 | 14 | 15 | 16 | 17 | 18 | 19 | 20 | 21 | 22 | 23 | 24 | 25 | 26 | 27 | 28 | 29 | 30 | 31 | 32 | 33 | 34 | 35 | 36 | 37 | 38 | 39 | 40 | 41 | 42 | 43 | 44 | 45 | 46 | 47 | 48 | 49 | 50 | 51 | 52 | 53 | 54 | 55 | 56 | 57 | 58 | 59 | 60 | 61 | 62 | 63 | #N/A | #N/A | #N/A | #N/A | #N/A | #N/A | #N/A | #N/A | #N/A | #N/A | #N/A | #N/A | #N/A | #N/A | #N/A | #N/A | #N/A | Dist | #N/A | #N/A | #N/A | #N/A | #N/A | #N/A | #N/A | #N/A | #N/A | #N/A | #N/A | #N/A | #N/A | #N/A | #N/A | #N/A | #N/A | #N/A | #N/A | #N/A | #N/A | #N/A | #N/A | #N/A | #N/A | #N/A | #N/A | #N/A | #N/A | #N/A | #N/A | #N/A | #N/A | #N/A | #N/A | #N/A | #N/A | #N/A | #N/A | #N/A | #N/A | #N/A | #N/A | #N/A | #N/A | #N/A | #N/A | #N/A | #N/A | #N/A | #N/A | #N/A | #N/A | #N/A | #N/A | #N/A | #N/A | #N/A | #N/A | #N/A | #VALUE! | #VALUE! | #N/A | #N/A | #N/A | #N/A | #N/A | #N/A | #N/A | #N/A | #N/A | #N/A | #N/A | #N/A | #N/A | #N/A | #N/A | #N/A | #N/A | #N/A
|  | Level (m) | [9 empty] | 0 | 0 | #N/A | #N/A | #N/A | #N/A | #N/A | #N/A | #N/A | #N/A | #N/A | #N/A | #N/A | #N/A | #N/A | #N/A | #N/A | #N/A | #N/A | #N/A | #N/A | #N/A | #N/A | #N/A | #N/A | #N/A | #N/A | #N/A | #N/A | #N/A | #N/A | #N/A | #N/A | #N/A | #N/A | #N/A | #N/A | #N/A | #N/A | #N/A | #N/A | #N/A | #N/A | #N/A | #N/A | #N/A | #N/A | #N/A | #N/A | #N/A | #N/A | #N/A | #N/A | #N/A | #N/A | #N/A | #N/A | #N/A | #N/A | #N/A | #N/A | #N/A | #N/A | #N/A | #N/A | #N/A | #N/A | #N/A | #N/A | #N/A | #N/A | #N/A | #N/A | #N/A | #N/A | #N/A | #N/A | #N/A | #N/A | #N/A | #N/A | #N/A | #N/A | #N/A | #N/A | #N/A | #N/A | #N/A | #N/A | #N/A | #N/A | #N/A | #N/A | #N/A | #N/A | #N/A | #N/A | #N/A | #N/A | #N/A | #N/A | #N/A | #N/A | #N/A | #N/A | #N/A | #N/A | #N/A | #N/A | #N/A | #N/A | #N/A | #N/A | #N/A | #N/A | #N/A | #N/A | #N/A | #N/A | #N/A | #N/A | #N/A |  | #N/A | #N/A | #N/A | #N/A | #N/A | #N/A | #N/A | #N/A | #N/A | #N/A | #N/A | #N/A | #N/A | #N/A | #N/A | #N/A | #N/A | #N/A | #N/A | #N/A | #N/A | #N/A | #N/A | #N/A | #N/A | #N/A | #N/A | #N/A | #N/A | #N/A | #N/A | #N/A | #N/A | #N/A | #N/A | #N/A | #N/A | #N/A | #N/A | #N/A | #N/A | #N/A | #N/A | #N/A | #N/A | #N/A | #N/A | #N/A | #N/A | #N/A | #N/A | #N/A | #N/A | #N/A | #N/A | #N/A | #N/A | #N/A | #N/A | #N/A | #N/A | #N/A | #N/A | #N/A | #N/A | #N/A | #N/A | #N/A | #N/A | #N/A | #N/A | #N/A | #N/A | #N/A | #N/A | #N/A | #N/A | #N/A | #N/A | #N/A | #N/A | #N/A | #N/A | #N/A | #N/A | #N/A | #N/A | #N/A | #N/A | #N/A | #N/A | #N/A | #N/A | #N/A | #N/A | #N/A | #N/A | #N/A | #N/A | #N/A | #N/A | #N/A | #N/A | #N/A | #N/A | #N/A | #N/A | #N/A | #N/A | #N/A | #N/A | #N/A | #N/A | #N/A | #N/A | #N/A | #N/A | #N/A | #N/A | #N/A | #VALUE! | #VALUE! | #N/A | #N/A | #N/A | #N/A | #N/A | #N/A | #N/A | #N/A | #N/A | #N/A | #N/A | #N/A | #N/A | #N/A | #N/A | #N/A | #N/A | #N/A | Diff | #N/A | #N/A | #N/A | #N/A | #N/A | #N/A | #N/A | #N/A | #N/A | #N/A | #N/A | #N/A | #N/A | #N/A | #N/A | #N/A | #N/A | #N/A | #N/A | #N/A | #N/A | #N/A | #N/A | #N/A | #N/A | #N/A | #N/A | #N/A | #N/A | #N/A | #N/A | #N/A | #N/A | #N/A | #N/A | #N/A | #N/A | #N/A | #N/A | #N/A | #N/A | #N/A | #N/A | #N/A | #N/A | #N/A | #N/A | #N/A | #N/A | #N/A | #N/A | #N/A | #N/A | #N/A | #N/A | #N/A | #N/A | #N/A | #N/A | #N/A | #VALUE! | #N/A | #N/A | #N/A | #N/A | #N/A | #N/A | #N/A | #N/A | #N/A | #N/A | #N/A | #N/A | #N/A | #N/A | #N/A | #N/A | #N/A | #N/A | #N/A
| Proposed | Dist. (m) | [5 empty] | Fill: 0.0 sq.m. |  | 0 | 0 |  |  | #N/A | #N/A | #N/A | #N/A | #N/A | #N/A | #N/A | #N/A | #N/A | #N/A | #N/A | #N/A | #N/A | #N/A | #N/A | #N/A | #N/A | #N/A | #N/A | #N/A | #N/A | #N/A | #N/A | #N/A | #N/A | #N/A | #N/A | #N/A | #N/A | #N/A | #N/A | #N/A | #N/A | #N/A | #N/A | #N/A | #N/A | #N/A | #N/A | #N/A | #N/A | #N/A | #N/A | #N/A | #N/A | #N/A | #N/A | #N/A | #N/A | #N/A | #N/A | #N/A | #N/A | #N/A | #N/A | #N/A | #N/A | #N/A | #N/A | #N/A | 0 | 0 | 0 | 0 | 0 | 0 | 0 | 0 | 0 | 0 | 0 | 0 | 0 | 0 | 0 | 0 | 0 | 0 | 0 | 0 | 0 | 0 | 0 | 0 | 0 | 0 | 0 | 0 | 0 | 0 | 0 | 0 | 0 | 0 | 0 | 0 | 0 | 0 | 0 | 0 | 0 | 0 | 0 | 0 | 0 | 0 | 0 | 0 | 0 | 0 | 0 | 0 | 0 | 0 | 0 | 0 | 0 | 0 | 0 | 0 |  | #N/A | #N/A | #N/A | #N/A | #N/A | #N/A | #N/A | #N/A | #N/A | #N/A | #N/A | #N/A | #N/A | #N/A | #N/A | #N/A | #N/A | #N/A | #N/A | #N/A | #N/A | #N/A | #N/A | #N/A | #N/A | #N/A | #N/A | #N/A | #N/A | #N/A | #N/A | #N/A | #N/A | #N/A | #N/A | #N/A | #N/A | #N/A | #N/A | #N/A | #N/A | #N/A | #N/A | #N/A | #N/A | #N/A | #N/A | #N/A | #N/A | #N/A | #N/A | #N/A | #N/A | #N/A | #N/A | #N/A | #N/A | #N/A | #N/A | #N/A | #N/A | #N/A | #N/A | #N/A | #N/A | #N/A | #N/A | #N/A | #N/A | #N/A | #N/A | #N/A | #N/A | #N/A | #N/A | #N/A | #N/A | #N/A | #N/A | #N/A | #N/A | #N/A | #N/A | #N/A | #N/A | #N/A | #N/A | #N/A | #N/A | #N/A | #N/A | #N/A | #N/A | #N/A | #N/A | #N/A | #N/A | #N/A | #N/A | #N/A | #N/A | #N/A | #N/A | #N/A | #N/A | #N/A | #N/A | #N/A | #N/A | #N/A | #N/A | #N/A | #N/A | #N/A | #N/A | #N/A | #N/A | #N/A | #N/A | #N/A | #VALUE! | #N/A | #N/A | #N/A | #N/A | #N/A | #N/A | #N/A | #N/A | #N/A | #N/A | #N/A | #N/A | #N/A | #N/A | #N/A | #N/A | #N/A | #N/A | #N/A | Fill | [80 empty] | FILL= | 0 | CUT= | 0 | 0 | 0
|  | Level (m) | [9 empty] | 0 | 0 | [60 empty] | 0 | 0 | 0 | 0 | 0 | 0 | 0 | 0 | 0 | 0 | 0 | 0 | 0 | 0 | 0 | 0 | 0 | 0 | 0 | 0 | 0 | 0 | 0 | 0 | 0 | 0 | 0 | 0 | 0 | 0 | 0 | 0 | 0 | 0 | 0 | 0 | 0 | 0 | 0 | 0 | 0 | 0 | 0 | 0 | 0 | 0 | 0 | 0 | 0 | 0 | 0 | 0 | 0 | 0 | 0 | 0 | 0 | 0 | 0 | 0 | 0 | 0 | 0 | 0 | 0 | 0 | 0 | 0 | 0 | 0 | 0 | 0 | 0 | 0 | 0 | 0 | 0 | 0 | 0 | 0 | 0 | 0 | 0 | 0 | 0 | 0 | 0 | 0 | 0 | 0 | 0 | 0 | 0 | 0 | 0 | 0 | 0 | 0 | 0 | 0 | 0 | 0 | 0 | 0 | 0 | 0 | 0 | 0 | 0 | 0 | 0 | 0 | 0 | 0 | 0 | 0 | 0 | 0 | 0 | 0 | 0 | #N/A | #N/A | #N/A | #N/A | #N/A | #N/A | #N/A | #N/A | #N/A | #N/A | #N/A | #N/A | #N/A | #N/A | #N/A | #N/A | #N/A | #N/A | #N/A | #N/A | #N/A | #N/A | #N/A | #N/A | #N/A | #N/A | #N/A | #N/A | #N/A | #N/A | #N/A | #N/A | #N/A | #N/A | #N/A | #N/A | #N/A | #N/A | #N/A | #N/A | #N/A | #N/A | #N/A | #N/A | #N/A | #N/A | #N/A | #N/A | #N/A | #N/A | #N/A | #N/A | #N/A | #N/A | #N/A | #N/A | #N/A | #N/A | #N/A | #N/A | #VALUE! | #N/A | #N/A | #N/A | #N/A | #N/A | #N/A | #N/A | #N/A | #N/A | #N/A | #N/A | #N/A | #N/A | #N/A | #N/A | #N/A | #N/A | #N/A | #N/A | Cut
Sec. 16 | Existing | Dist. (m) | [5 empty] | Cut: 0.0 sq.m. |  | 0 | 0 |  |  | #N/A | #N/A | #N/A | #N/A | #N/A | #N/A | #N/A | #N/A | #N/A | #N/A | #N/A | #N/A | #N/A | #N/A | #N/A | #N/A | #N/A | #N/A | #N/A | #N/A | #N/A | #N/A | #N/A | #N/A | #N/A | #N/A | #N/A | #N/A | #N/A | #N/A | #N/A | #N/A | #N/A | #N/A | #N/A | #N/A | #N/A | #N/A | #N/A | #N/A | #N/A | #N/A | #N/A | #N/A | #N/A | #N/A | #N/A | #N/A | #N/A | #N/A | #N/A | #N/A | #N/A | #N/A | #N/A | #N/A | #N/A | #N/A | #N/A | #N/A | #N/A | #N/A | #N/A | #N/A | #N/A | #N/A | #N/A | #N/A | #N/A | #N/A | #N/A | #N/A | #N/A | #N/A | #N/A | #N/A | #N/A | #N/A | #N/A | #N/A | #N/A | #N/A | #N/A | #N/A | #N/A | #N/A | #N/A | #N/A | #N/A | #N/A | #N/A | #N/A | #N/A | #N/A | #N/A | #N/A | #N/A | #N/A | #N/A | #N/A | #N/A | #N/A | #N/A | #N/A | #N/A | #N/A | #N/A | #N/A | #N/A | #N/A | #N/A | #N/A | #N/A | #N/A | #N/A | #N/A | #N/A | #N/A | #N/A | #N/A |  | #N/A | #N/A | #N/A | #N/A | #N/A | #N/A | #N/A | #N/A | #N/A | #N/A | #N/A | #N/A | #N/A | #N/A | #N/A | #N/A | #N/A | #N/A | #N/A | #N/A | #N/A | #N/A | #N/A | #N/A | #N/A | #N/A | #N/A | #N/A | #N/A | #N/A | #N/A | #N/A | #N/A | #N/A | #N/A | #N/A | #N/A | #N/A | #N/A | #N/A | #N/A | #N/A | #N/A | #N/A | #N/A | #N/A | #N/A | #N/A | #N/A | #N/A | #N/A | #N/A | #N/A | #N/A | #N/A | #N/A | #N/A | #N/A | #N/A | #N/A | 1 | 2 | 3 | 4 | 5 | 6 | 7 | 8 | 9 | 10 | 11 | 12 | 13 | 14 | 15 | 16 | 17 | 18 | 19 | 20 | 21 | 22 | 23 | 24 | 25 | 26 | 27 | 28 | 29 | 30 | 31 | 32 | 33 | 34 | 35 | 36 | 37 | 38 | 39 | 40 | 41 | 42 | 43 | 44 | 45 | 46 | 47 | 48 | 49 | 50 | 51 | 52 | 53 | 54 | 55 | 56 | 57 | 58 | 59 | 60 | 61 | 62 | 63 | #N/A | #N/A | #N/A | #N/A | #N/A | #N/A | #N/A | #N/A | #N/A | #N/A | #N/A | #N/A | #N/A | #N/A | #N/A | #N/A | #N/A | Dist | #N/A | #N/A | #N/A | #N/A | #N/A | #N/A | #N/A | #N/A | #N/A | #N/A | #N/A | #N/A | #N/A | #N/A | #N/A | #N/A | #N/A | #N/A | #N/A | #N/A | #N/A | #N/A | #N/A | #N/A | #N/A | #N/A | #N/A | #N/A | #N/A | #N/A | #N/A | #N/A | #N/A | #N/A | #N/A | #N/A | #N/A | #N/A | #N/A | #N/A | #N/A | #N/A | #N/A | #N/A | #N/A | #N/A | #N/A | #N/A | #N/A | #N/A | #N/A | #N/A | #N/A | #N/A | #N/A | #N/A | #N/A | #N/A | #N/A | #N/A | #VALUE! | #VALUE! | #N/A | #N/A | #N/A | #N/A | #N/A | #N/A | #N/A | #N/A | #N/A | #N/A | #N/A | #N/A | #N/A | #N/A | #N/A | #N/A | #N/A | #N/A
|  | Level (m) | [9 empty] | 0 | 0 | #N/A | #N/A | #N/A | #N/A | #N/A | #N/A | #N/A | #N/A | #N/A | #N/A | #N/A | #N/A | #N/A | #N/A | #N/A | #N/A | #N/A | #N/A | #N/A | #N/A | #N/A | #N/A | #N/A | #N/A | #N/A | #N/A | #N/A | #N/A | #N/A | #N/A | #N/A | #N/A | #N/A | #N/A | #N/A | #N/A | #N/A | #N/A | #N/A | #N/A | #N/A | #N/A | #N/A | #N/A | #N/A | #N/A | #N/A | #N/A | #N/A | #N/A | #N/A | #N/A | #N/A | #N/A | #N/A | #N/A | #N/A | #N/A | #N/A | #N/A | #N/A | #N/A | #N/A | #N/A | #N/A | #N/A | #N/A | #N/A | #N/A | #N/A | #N/A | #N/A | #N/A | #N/A | #N/A | #N/A | #N/A | #N/A | #N/A | #N/A | #N/A | #N/A | #N/A | #N/A | #N/A | #N/A | #N/A | #N/A | #N/A | #N/A | #N/A | #N/A | #N/A | #N/A | #N/A | #N/A | #N/A | #N/A | #N/A | #N/A | #N/A | #N/A | #N/A | #N/A | #N/A | #N/A | #N/A | #N/A | #N/A | #N/A | #N/A | #N/A | #N/A | #N/A | #N/A | #N/A | #N/A | #N/A | #N/A | #N/A |  | #N/A | #N/A | #N/A | #N/A | #N/A | #N/A | #N/A | #N/A | #N/A | #N/A | #N/A | #N/A | #N/A | #N/A | #N/A | #N/A | #N/A | #N/A | #N/A | #N/A | #N/A | #N/A | #N/A | #N/A | #N/A | #N/A | #N/A | #N/A | #N/A | #N/A | #N/A | #N/A | #N/A | #N/A | #N/A | #N/A | #N/A | #N/A | #N/A | #N/A | #N/A | #N/A | #N/A | #N/A | #N/A | #N/A | #N/A | #N/A | #N/A | #N/A | #N/A | #N/A | #N/A | #N/A | #N/A | #N/A | #N/A | #N/A | #N/A | #N/A | #N/A | #N/A | #N/A | #N/A | #N/A | #N/A | #N/A | #N/A | #N/A | #N/A | #N/A | #N/A | #N/A | #N/A | #N/A | #N/A | #N/A | #N/A | #N/A | #N/A | #N/A | #N/A | #N/A | #N/A | #N/A | #N/A | #N/A | #N/A | #N/A | #N/A | #N/A | #N/A | #N/A | #N/A | #N/A | #N/A | #N/A | #N/A | #N/A | #N/A | #N/A | #N/A | #N/A | #N/A | #N/A | #N/A | #N/A | #N/A | #N/A | #N/A | #N/A | #N/A | #N/A | #N/A | #N/A | #N/A | #N/A | #N/A | #N/A | #N/A | #VALUE! | #VALUE! | #N/A | #N/A | #N/A | #N/A | #N/A | #N/A | #N/A | #N/A | #N/A | #N/A | #N/A | #N/A | #N/A | #N/A | #N/A | #N/A | #N/A | #N/A | Diff | #N/A | #N/A | #N/A | #N/A | #N/A | #N/A | #N/A | #N/A | #N/A | #N/A | #N/A | #N/A | #N/A | #N/A | #N/A | #N/A | #N/A | #N/A | #N/A | #N/A | #N/A | #N/A | #N/A | #N/A | #N/A | #N/A | #N/A | #N/A | #N/A | #N/A | #N/A | #N/A | #N/A | #N/A | #N/A | #N/A | #N/A | #N/A | #N/A | #N/A | #N/A | #N/A | #N/A | #N/A | #N/A | #N/A | #N/A | #N/A | #N/A | #N/A | #N/A | #N/A | #N/A | #N/A | #N/A | #N/A | #N/A | #N/A | #N/A | #N/A | #VALUE! | #N/A | #N/A | #N/A | #N/A | #N/A | #N/A | #N/A | #N/A | #N/A | #N/A | #N/A | #N/A | #N/A | #N/A | #N/A | #N/A | #N/A | #N/A | #N/A
| Proposed | Dist. (m) | [5 empty] | Fill: 0.0 sq.m. |  | 0 | 0 |  |  | #N/A | #N/A | #N/A | #N/A | #N/A | #N/A | #N/A | #N/A | #N/A | #N/A | #N/A | #N/A | #N/A | #N/A | #N/A | #N/A | #N/A | #N/A | #N/A | #N/A | #N/A | #N/A | #N/A | #N/A | #N/A | #N/A | #N/A | #N/A | #N/A | #N/A | #N/A | #N/A | #N/A | #N/A | #N/A | #N/A | #N/A | #N/A | #N/A | #N/A | #N/A | #N/A | #N/A | #N/A | #N/A | #N/A | #N/A | #N/A | #N/A | #N/A | #N/A | #N/A | #N/A | #N/A | #N/A | #N/A | #N/A | #N/A | #N/A | #N/A | 0 | 0 | 0 | 0 | 0 | 0 | 0 | 0 | 0 | 0 | 0 | 0 | 0 | 0 | 0 | 0 | 0 | 0 | 0 | 0 | 0 | 0 | 0 | 0 | 0 | 0 | 0 | 0 | 0 | 0 | 0 | 0 | 0 | 0 | 0 | 0 | 0 | 0 | 0 | 0 | 0 | 0 | 0 | 0 | 0 | 0 | 0 | 0 | 0 | 0 | 0 | 0 | 0 | 0 | 0 | 0 | 0 | 0 | 0 | 0 |  | #N/A | #N/A | #N/A | #N/A | #N/A | #N/A | #N/A | #N/A | #N/A | #N/A | #N/A | #N/A | #N/A | #N/A | #N/A | #N/A | #N/A | #N/A | #N/A | #N/A | #N/A | #N/A | #N/A | #N/A | #N/A | #N/A | #N/A | #N/A | #N/A | #N/A | #N/A | #N/A | #N/A | #N/A | #N/A | #N/A | #N/A | #N/A | #N/A | #N/A | #N/A | #N/A | #N/A | #N/A | #N/A | #N/A | #N/A | #N/A | #N/A | #N/A | #N/A | #N/A | #N/A | #N/A | #N/A | #N/A | #N/A | #N/A | #N/A | #N/A | #N/A | #N/A | #N/A | #N/A | #N/A | #N/A | #N/A | #N/A | #N/A | #N/A | #N/A | #N/A | #N/A | #N/A | #N/A | #N/A | #N/A | #N/A | #N/A | #N/A | #N/A | #N/A | #N/A | #N/A | #N/A | #N/A | #N/A | #N/A | #N/A | #N/A | #N/A | #N/A | #N/A | #N/A | #N/A | #N/A | #N/A | #N/A | #N/A | #N/A | #N/A | #N/A | #N/A | #N/A | #N/A | #N/A | #N/A | #N/A | #N/A | #N/A | #N/A | #N/A | #N/A | #N/A | #N/A | #N/A | #N/A | #N/A | #N/A | #N/A | #VALUE! | #N/A | #N/A | #N/A | #N/A | #N/A | #N/A | #N/A | #N/A | #N/A | #N/A | #N/A | #N/A | #N/A | #N/A | #N/A | #N/A | #N/A | #N/A | #N/A | Fill | [80 empty] | FILL= | 0 | CUT= | 0 | 0 | 0
|  | Level (m) | [9 empty] | 0 | 0 | [60 empty] | 0 | 0 | 0 | 0 | 0 | 0 | 0 | 0 | 0 | 0 | 0 | 0 | 0 | 0 | 0 | 0 | 0 | 0 | 0 | 0 | 0 | 0 | 0 | 0 | 0 | 0 | 0 | 0 | 0 | 0 | 0 | 0 | 0 | 0 | 0 | 0 | 0 | 0 | 0 | 0 | 0 | 0 | 0 | 0 | 0 | 0 | 0 | 0 | 0 | 0 | 0 | 0 | 0 | 0 | 0 | 0 | 0 | 0 | 0 | 0 | 0 | 0 | 0 | 0 | 0 | 0 | 0 | 0 | 0 | 0 | 0 | 0 | 0 | 0 | 0 | 0 | 0 | 0 | 0 | 0 | 0 | 0 | 0 | 0 | 0 | 0 | 0 | 0 | 0 | 0 | 0 | 0 | 0 | 0 | 0 | 0 | 0 | 0 | 0 | 0 | 0 | 0 | 0 | 0 | 0 | 0 | 0 | 0 | 0 | 0 | 0 | 0 | 0 | 0 | 0 | 0 | 0 | 0 | 0 | 0 | 0 | #N/A | #N/A | #N/A | #N/A | #N/A | #N/A | #N/A | #N/A | #N/A | #N/A | #N/A | #N/A | #N/A | #N/A | #N/A | #N/A | #N/A | #N/A | #N/A | #N/A | #N/A | #N/A | #N/A | #N/A | #N/A | #N/A | #N/A | #N/A | #N/A | #N/A | #N/A | #N/A | #N/A | #N/A | #N/A | #N/A | #N/A | #N/A | #N/A | #N/A | #N/A | #N/A | #N/A | #N/A | #N/A | #N/A | #N/A | #N/A | #N/A | #N/A | #N/A | #N/A | #N/A | #N/A | #N/A | #N/A | #N/A | #N/A | #N/A | #N/A | #VALUE! | #N/A | #N/A | #N/A | #N/A | #N/A | #N/A | #N/A | #N/A | #N/A | #N/A | #N/A | #N/A | #N/A | #N/A | #N/A | #N/A | #N/A | #N/A | #N/A | Cut
Sec. 17 | Existing | Dist. (m) | [5 empty] | Cut: 0.0 sq.m. |  | 0 | 0 |  |  | #N/A | #N/A | #N/A | #N/A | #N/A | #N/A | #N/A | #N/A | #N/A | #N/A | #N/A | #N/A | #N/A | #N/A | #N/A | #N/A | #N/A | #N/A | #N/A | #N/A | #N/A | #N/A | #N/A | #N/A | #N/A | #N/A | #N/A | #N/A | #N/A | #N/A | #N/A | #N/A | #N/A | #N/A | #N/A | #N/A | #N/A | #N/A | #N/A | #N/A | #N/A | #N/A | #N/A | #N/A | #N/A | #N/A | #N/A | #N/A | #N/A | #N/A | #N/A | #N/A | #N/A | #N/A | #N/A | #N/A | #N/A | #N/A | #N/A | #N/A | #N/A | #N/A | #N/A | #N/A | #N/A | #N/A | #N/A | #N/A | #N/A | #N/A | #N/A | #N/A | #N/A | #N/A | #N/A | #N/A | #N/A | #N/A | #N/A | #N/A | #N/A | #N/A | #N/A | #N/A | #N/A | #N/A | #N/A | #N/A | #N/A | #N/A | #N/A | #N/A | #N/A | #N/A | #N/A | #N/A | #N/A | #N/A | #N/A | #N/A | #N/A | #N/A | #N/A | #N/A | #N/A | #N/A | #N/A | #N/A | #N/A | #N/A | #N/A | #N/A | #N/A | #N/A | #N/A | #N/A | #N/A | #N/A | #N/A | #N/A |  | #N/A | #N/A | #N/A | #N/A | #N/A | #N/A | #N/A | #N/A | #N/A | #N/A | #N/A | #N/A | #N/A | #N/A | #N/A | #N/A | #N/A | #N/A | #N/A | #N/A | #N/A | #N/A | #N/A | #N/A | #N/A | #N/A | #N/A | #N/A | #N/A | #N/A | #N/A | #N/A | #N/A | #N/A | #N/A | #N/A | #N/A | #N/A | #N/A | #N/A | #N/A | #N/A | #N/A | #N/A | #N/A | #N/A | #N/A | #N/A | #N/A | #N/A | #N/A | #N/A | #N/A | #N/A | #N/A | #N/A | #N/A | #N/A | #N/A | #N/A | 1 | 2 | 3 | 4 | 5 | 6 | 7 | 8 | 9 | 10 | 11 | 12 | 13 | 14 | 15 | 16 | 17 | 18 | 19 | 20 | 21 | 22 | 23 | 24 | 25 | 26 | 27 | 28 | 29 | 30 | 31 | 32 | 33 | 34 | 35 | 36 | 37 | 38 | 39 | 40 | 41 | 42 | 43 | 44 | 45 | 46 | 47 | 48 | 49 | 50 | 51 | 52 | 53 | 54 | 55 | 56 | 57 | 58 | 59 | 60 | 61 | 62 | 63 | #N/A | #N/A | #N/A | #N/A | #N/A | #N/A | #N/A | #N/A | #N/A | #N/A | #N/A | #N/A | #N/A | #N/A | #N/A | #N/A | #N/A | Dist | #N/A | #N/A | #N/A | #N/A | #N/A | #N/A | #N/A | #N/A | #N/A | #N/A | #N/A | #N/A | #N/A | #N/A | #N/A | #N/A | #N/A | #N/A | #N/A | #N/A | #N/A | #N/A | #N/A | #N/A | #N/A | #N/A | #N/A | #N/A | #N/A | #N/A | #N/A | #N/A | #N/A | #N/A | #N/A | #N/A | #N/A | #N/A | #N/A | #N/A | #N/A | #N/A | #N/A | #N/A | #N/A | #N/A | #N/A | #N/A | #N/A | #N/A | #N/A | #N/A | #N/A | #N/A | #N/A | #N/A | #N/A | #N/A | #N/A | #N/A | #VALUE! | #VALUE! | #N/A | #N/A | #N/A | #N/A | #N/A | #N/A | #N/A | #N/A | #N/A | #N/A | #N/A | #N/A | #N/A | #N/A | #N/A | #N/A | #N/A | #N/A
|  | Level (m) | [9 empty] | 0 | 0 | #N/A | #N/A | #N/A | #N/A | #N/A | #N/A | #N/A | #N/A | #N/A | #N/A | #N/A | #N/A | #N/A | #N/A | #N/A | #N/A | #N/A | #N/A | #N/A | #N/A | #N/A | #N/A | #N/A | #N/A | #N/A | #N/A | #N/A | #N/A | #N/A | #N/A | #N/A | #N/A | #N/A | #N/A | #N/A | #N/A | #N/A | #N/A | #N/A | #N/A | #N/A | #N/A | #N/A | #N/A | #N/A | #N/A | #N/A | #N/A | #N/A | #N/A | #N/A | #N/A | #N/A | #N/A | #N/A | #N/A | #N/A | #N/A | #N/A | #N/A | #N/A | #N/A | #N/A | #N/A | #N/A | #N/A | #N/A | #N/A | #N/A | #N/A | #N/A | #N/A | #N/A | #N/A | #N/A | #N/A | #N/A | #N/A | #N/A | #N/A | #N/A | #N/A | #N/A | #N/A | #N/A | #N/A | #N/A | #N/A | #N/A | #N/A | #N/A | #N/A | #N/A | #N/A | #N/A | #N/A | #N/A | #N/A | #N/A | #N/A | #N/A | #N/A | #N/A | #N/A | #N/A | #N/A | #N/A | #N/A | #N/A | #N/A | #N/A | #N/A | #N/A | #N/A | #N/A | #N/A | #N/A | #N/A | #N/A | #N/A |  | #N/A | #N/A | #N/A | #N/A | #N/A | #N/A | #N/A | #N/A | #N/A | #N/A | #N/A | #N/A | #N/A | #N/A | #N/A | #N/A | #N/A | #N/A | #N/A | #N/A | #N/A | #N/A | #N/A | #N/A | #N/A | #N/A | #N/A | #N/A | #N/A | #N/A | #N/A | #N/A | #N/A | #N/A | #N/A | #N/A | #N/A | #N/A | #N/A | #N/A | #N/A | #N/A | #N/A | #N/A | #N/A | #N/A | #N/A | #N/A | #N/A | #N/A | #N/A | #N/A | #N/A | #N/A | #N/A | #N/A | #N/A | #N/A | #N/A | #N/A | #N/A | #N/A | #N/A | #N/A | #N/A | #N/A | #N/A | #N/A | #N/A | #N/A | #N/A | #N/A | #N/A | #N/A | #N/A | #N/A | #N/A | #N/A | #N/A | #N/A | #N/A | #N/A | #N/A | #N/A | #N/A | #N/A | #N/A | #N/A | #N/A | #N/A | #N/A | #N/A | #N/A | #N/A | #N/A | #N/A | #N/A | #N/A | #N/A | #N/A | #N/A | #N/A | #N/A | #N/A | #N/A | #N/A | #N/A | #N/A | #N/A | #N/A | #N/A | #N/A | #N/A | #N/A | #N/A | #N/A | #N/A | #N/A | #N/A | #N/A | #VALUE! | #VALUE! | #N/A | #N/A | #N/A | #N/A | #N/A | #N/A | #N/A | #N/A | #N/A | #N/A | #N/A | #N/A | #N/A | #N/A | #N/A | #N/A | #N/A | #N/A | Diff | #N/A | #N/A | #N/A | #N/A | #N/A | #N/A | #N/A | #N/A | #N/A | #N/A | #N/A | #N/A | #N/A | #N/A | #N/A | #N/A | #N/A | #N/A | #N/A | #N/A | #N/A | #N/A | #N/A | #N/A | #N/A | #N/A | #N/A | #N/A | #N/A | #N/A | #N/A | #N/A | #N/A | #N/A | #N/A | #N/A | #N/A | #N/A | #N/A | #N/A | #N/A | #N/A | #N/A | #N/A | #N/A | #N/A | #N/A | #N/A | #N/A | #N/A | #N/A | #N/A | #N/A | #N/A | #N/A | #N/A | #N/A | #N/A | #N/A | #N/A | #VALUE! | #N/A | #N/A | #N/A | #N/A | #N/A | #N/A | #N/A | #N/A | #N/A | #N/A | #N/A | #N/A | #N/A | #N/A | #N/A | #N/A | #N/A | #N/A | #N/A
| Proposed | Dist. (m) | [5 empty] | Fill: 0.0 sq.m. |  | 0 | 0 |  |  | #N/A | #N/A | #N/A | #N/A | #N/A | #N/A | #N/A | #N/A | #N/A | #N/A | #N/A | #N/A | #N/A | #N/A | #N/A | #N/A | #N/A | #N/A | #N/A | #N/A | #N/A | #N/A | #N/A | #N/A | #N/A | #N/A | #N/A | #N/A | #N/A | #N/A | #N/A | #N/A | #N/A | #N/A | #N/A | #N/A | #N/A | #N/A | #N/A | #N/A | #N/A | #N/A | #N/A | #N/A | #N/A | #N/A | #N/A | #N/A | #N/A | #N/A | #N/A | #N/A | #N/A | #N/A | #N/A | #N/A | #N/A | #N/A | #N/A | #N/A | 0 | 0 | 0 | 0 | 0 | 0 | 0 | 0 | 0 | 0 | 0 | 0 | 0 | 0 | 0 | 0 | 0 | 0 | 0 | 0 | 0 | 0 | 0 | 0 | 0 | 0 | 0 | 0 | 0 | 0 | 0 | 0 | 0 | 0 | 0 | 0 | 0 | 0 | 0 | 0 | 0 | 0 | 0 | 0 | 0 | 0 | 0 | 0 | 0 | 0 | 0 | 0 | 0 | 0 | 0 | 0 | 0 | 0 | 0 | 0 |  | #N/A | #N/A | #N/A | #N/A | #N/A | #N/A | #N/A | #N/A | #N/A | #N/A | #N/A | #N/A | #N/A | #N/A | #N/A | #N/A | #N/A | #N/A | #N/A | #N/A | #N/A | #N/A | #N/A | #N/A | #N/A | #N/A | #N/A | #N/A | #N/A | #N/A | #N/A | #N/A | #N/A | #N/A | #N/A | #N/A | #N/A | #N/A | #N/A | #N/A | #N/A | #N/A | #N/A | #N/A | #N/A | #N/A | #N/A | #N/A | #N/A | #N/A | #N/A | #N/A | #N/A | #N/A | #N/A | #N/A | #N/A | #N/A | #N/A | #N/A | #N/A | #N/A | #N/A | #N/A | #N/A | #N/A | #N/A | #N/A | #N/A | #N/A | #N/A | #N/A | #N/A | #N/A | #N/A | #N/A | #N/A | #N/A | #N/A | #N/A | #N/A | #N/A | #N/A | #N/A | #N/A | #N/A | #N/A | #N/A | #N/A | #N/A | #N/A | #N/A | #N/A | #N/A | #N/A | #N/A | #N/A | #N/A | #N/A | #N/A | #N/A | #N/A | #N/A | #N/A | #N/A | #N/A | #N/A | #N/A | #N/A | #N/A | #N/A | #N/A | #N/A | #N/A | #N/A | #N/A | #N/A | #N/A | #N/A | #N/A | #VALUE! | #N/A | #N/A | #N/A | #N/A | #N/A | #N/A | #N/A | #N/A | #N/A | #N/A | #N/A | #N/A | #N/A | #N/A | #N/A | #N/A | #N/A | #N/A | #N/A | Fill | [80 empty] | FILL= | 0 | CUT= | 0 | 0 | 0
|  | Level (m) | [9 empty] | 0 | 0 | [60 empty] | 0 | 0 | 0 | 0 | 0 | 0 | 0 | 0 | 0 | 0 | 0 | 0 | 0 | 0 | 0 | 0 | 0 | 0 | 0 | 0 | 0 | 0 | 0 | 0 | 0 | 0 | 0 | 0 | 0 | 0 | 0 | 0 | 0 | 0 | 0 | 0 | 0 | 0 | 0 | 0 | 0 | 0 | 0 | 0 | 0 | 0 | 0 | 0 | 0 | 0 | 0 | 0 | 0 | 0 | 0 | 0 | 0 | 0 | 0 | 0 | 0 | 0 | 0 | 0 | 0 | 0 | 0 | 0 | 0 | 0 | 0 | 0 | 0 | 0 | 0 | 0 | 0 | 0 | 0 | 0 | 0 | 0 | 0 | 0 | 0 | 0 | 0 | 0 | 0 | 0 | 0 | 0 | 0 | 0 | 0 | 0 | 0 | 0 | 0 | 0 | 0 | 0 | 0 | 0 | 0 | 0 | 0 | 0 | 0 | 0 | 0 | 0 | 0 | 0 | 0 | 0 | 0 | 0 | 0 | 0 | 0 | #N/A | #N/A | #N/A | #N/A | #N/A | #N/A | #N/A | #N/A | #N/A | #N/A | #N/A | #N/A | #N/A | #N/A | #N/A | #N/A | #N/A | #N/A | #N/A | #N/A | #N/A | #N/A | #N/A | #N/A | #N/A | #N/A | #N/A | #N/A | #N/A | #N/A | #N/A | #N/A | #N/A | #N/A | #N/A | #N/A | #N/A | #N/A | #N/A | #N/A | #N/A | #N/A | #N/A | #N/A | #N/A | #N/A | #N/A | #N/A | #N/A | #N/A | #N/A | #N/A | #N/A | #N/A | #N/A | #N/A | #N/A | #N/A | #N/A | #N/A | #VALUE! | #N/A | #N/A | #N/A | #N/A | #N/A | #N/A | #N/A | #N/A | #N/A | #N/A | #N/A | #N/A | #N/A | #N/A | #N/A | #N/A | #N/A | #N/A | #N/A | Cut
Sec. 18 | Existing | Dist. (m) | [5 empty] | Cut: 0.0 sq.m. |  | 0 | 0 |  |  | #N/A | #N/A | #N/A | #N/A | #N/A | #N/A | #N/A | #N/A | #N/A | #N/A | #N/A | #N/A | #N/A | #N/A | #N/A | #N/A | #N/A | #N/A | #N/A | #N/A | #N/A | #N/A | #N/A | #N/A | #N/A | #N/A | #N/A | #N/A | #N/A | #N/A | #N/A | #N/A | #N/A | #N/A | #N/A | #N/A | #N/A | #N/A | #N/A | #N/A | #N/A | #N/A | #N/A | #N/A | #N/A | #N/A | #N/A | #N/A | #N/A | #N/A | #N/A | #N/A | #N/A | #N/A | #N/A | #N/A | #N/A | #N/A | #N/A | #N/A | #N/A | #N/A | #N/A | #N/A | #N/A | #N/A | #N/A | #N/A | #N/A | #N/A | #N/A | #N/A | #N/A | #N/A | #N/A | #N/A | #N/A | #N/A | #N/A | #N/A | #N/A | #N/A | #N/A | #N/A | #N/A | #N/A | #N/A | #N/A | #N/A | #N/A | #N/A | #N/A | #N/A | #N/A | #N/A | #N/A | #N/A | #N/A | #N/A | #N/A | #N/A | #N/A | #N/A | #N/A | #N/A | #N/A | #N/A | #N/A | #N/A | #N/A | #N/A | #N/A | #N/A | #N/A | #N/A | #N/A | #N/A | #N/A | #N/A | #N/A |  | #N/A | #N/A | #N/A | #N/A | #N/A | #N/A | #N/A | #N/A | #N/A | #N/A | #N/A | #N/A | #N/A | #N/A | #N/A | #N/A | #N/A | #N/A | #N/A | #N/A | #N/A | #N/A | #N/A | #N/A | #N/A | #N/A | #N/A | #N/A | #N/A | #N/A | #N/A | #N/A | #N/A | #N/A | #N/A | #N/A | #N/A | #N/A | #N/A | #N/A | #N/A | #N/A | #N/A | #N/A | #N/A | #N/A | #N/A | #N/A | #N/A | #N/A | #N/A | #N/A | #N/A | #N/A | #N/A | #N/A | #N/A | #N/A | #N/A | #N/A | 1 | 2 | 3 | 4 | 5 | 6 | 7 | 8 | 9 | 10 | 11 | 12 | 13 | 14 | 15 | 16 | 17 | 18 | 19 | 20 | 21 | 22 | 23 | 24 | 25 | 26 | 27 | 28 | 29 | 30 | 31 | 32 | 33 | 34 | 35 | 36 | 37 | 38 | 39 | 40 | 41 | 42 | 43 | 44 | 45 | 46 | 47 | 48 | 49 | 50 | 51 | 52 | 53 | 54 | 55 | 56 | 57 | 58 | 59 | 60 | 61 | 62 | 63 | #N/A | #N/A | #N/A | #N/A | #N/A | #N/A | #N/A | #N/A | #N/A | #N/A | #N/A | #N/A | #N/A | #N/A | #N/A | #N/A | #N/A | Dist | #N/A | #N/A | #N/A | #N/A | #N/A | #N/A | #N/A | #N/A | #N/A | #N/A | #N/A | #N/A | #N/A | #N/A | #N/A | #N/A | #N/A | #N/A | #N/A | #N/A | #N/A | #N/A | #N/A | #N/A | #N/A | #N/A | #N/A | #N/A | #N/A | #N/A | #N/A | #N/A | #N/A | #N/A | #N/A | #N/A | #N/A | #N/A | #N/A | #N/A | #N/A | #N/A | #N/A | #N/A | #N/A | #N/A | #N/A | #N/A | #N/A | #N/A | #N/A | #N/A | #N/A | #N/A | #N/A | #N/A | #N/A | #N/A | #N/A | #N/A | #VALUE! | #VALUE! | #N/A | #N/A | #N/A | #N/A | #N/A | #N/A | #N/A | #N/A | #N/A | #N/A | #N/A | #N/A | #N/A | #N/A | #N/A | #N/A | #N/A | #N/A
|  | Level (m) | [9 empty] | 0 | 0 | #N/A | #N/A | #N/A | #N/A | #N/A | #N/A | #N/A | #N/A | #N/A | #N/A | #N/A | #N/A | #N/A | #N/A | #N/A | #N/A | #N/A | #N/A | #N/A | #N/A | #N/A | #N/A | #N/A | #N/A | #N/A | #N/A | #N/A | #N/A | #N/A | #N/A | #N/A | #N/A | #N/A | #N/A | #N/A | #N/A | #N/A | #N/A | #N/A | #N/A | #N/A | #N/A | #N/A | #N/A | #N/A | #N/A | #N/A | #N/A | #N/A | #N/A | #N/A | #N/A | #N/A | #N/A | #N/A | #N/A | #N/A | #N/A | #N/A | #N/A | #N/A | #N/A | #N/A | #N/A | #N/A | #N/A | #N/A | #N/A | #N/A | #N/A | #N/A | #N/A | #N/A | #N/A | #N/A | #N/A | #N/A | #N/A | #N/A | #N/A | #N/A | #N/A | #N/A | #N/A | #N/A | #N/A | #N/A | #N/A | #N/A | #N/A | #N/A | #N/A | #N/A | #N/A | #N/A | #N/A | #N/A | #N/A | #N/A | #N/A | #N/A | #N/A | #N/A | #N/A | #N/A | #N/A | #N/A | #N/A | #N/A | #N/A | #N/A | #N/A | #N/A | #N/A | #N/A | #N/A | #N/A | #N/A | #N/A | #N/A |  | #N/A | #N/A | #N/A | #N/A | #N/A | #N/A | #N/A | #N/A | #N/A | #N/A | #N/A | #N/A | #N/A | #N/A | #N/A | #N/A | #N/A | #N/A | #N/A | #N/A | #N/A | #N/A | #N/A | #N/A | #N/A | #N/A | #N/A | #N/A | #N/A | #N/A | #N/A | #N/A | #N/A | #N/A | #N/A | #N/A | #N/A | #N/A | #N/A | #N/A | #N/A | #N/A | #N/A | #N/A | #N/A | #N/A | #N/A | #N/A | #N/A | #N/A | #N/A | #N/A | #N/A | #N/A | #N/A | #N/A | #N/A | #N/A | #N/A | #N/A | #N/A | #N/A | #N/A | #N/A | #N/A | #N/A | #N/A | #N/A | #N/A | #N/A | #N/A | #N/A | #N/A | #N/A | #N/A | #N/A | #N/A | #N/A | #N/A | #N/A | #N/A | #N/A | #N/A | #N/A | #N/A | #N/A | #N/A | #N/A | #N/A | #N/A | #N/A | #N/A | #N/A | #N/A | #N/A | #N/A | #N/A | #N/A | #N/A | #N/A | #N/A | #N/A | #N/A | #N/A | #N/A | #N/A | #N/A | #N/A | #N/A | #N/A | #N/A | #N/A | #N/A | #N/A | #N/A | #N/A | #N/A | #N/A | #N/A | #N/A | #VALUE! | #VALUE! | #N/A | #N/A | #N/A | #N/A | #N/A | #N/A | #N/A | #N/A | #N/A | #N/A | #N/A | #N/A | #N/A | #N/A | #N/A | #N/A | #N/A | #N/A | Diff | #N/A | #N/A | #N/A | #N/A | #N/A | #N/A | #N/A | #N/A | #N/A | #N/A | #N/A | #N/A | #N/A | #N/A | #N/A | #N/A | #N/A | #N/A | #N/A | #N/A | #N/A | #N/A | #N/A | #N/A | #N/A | #N/A | #N/A | #N/A | #N/A | #N/A | #N/A | #N/A | #N/A | #N/A | #N/A | #N/A | #N/A | #N/A | #N/A | #N/A | #N/A | #N/A | #N/A | #N/A | #N/A | #N/A | #N/A | #N/A | #N/A | #N/A | #N/A | #N/A | #N/A | #N/A | #N/A | #N/A | #N/A | #N/A | #N/A | #N/A | #VALUE! | #N/A | #N/A | #N/A | #N/A | #N/A | #N/A | #N/A | #N/A | #N/A | #N/A | #N/A | #N/A | #N/A | #N/A | #N/A | #N/A | #N/A | #N/A | #N/A
| Proposed | Dist. (m) | [5 empty] | Fill: 0.0 sq.m. |  | 0 | 0 |  |  | #N/A | #N/A | #N/A | #N/A | #N/A | #N/A | #N/A | #N/A | #N/A | #N/A | #N/A | #N/A | #N/A | #N/A | #N/A | #N/A | #N/A | #N/A | #N/A | #N/A | #N/A | #N/A | #N/A | #N/A | #N/A | #N/A | #N/A | #N/A | #N/A | #N/A | #N/A | #N/A | #N/A | #N/A | #N/A | #N/A | #N/A | #N/A | #N/A | #N/A | #N/A | #N/A | #N/A | #N/A | #N/A | #N/A | #N/A | #N/A | #N/A | #N/A | #N/A | #N/A | #N/A | #N/A | #N/A | #N/A | #N/A | #N/A | #N/A | #N/A | 0 | 0 | 0 | 0 | 0 | 0 | 0 | 0 | 0 | 0 | 0 | 0 | 0 | 0 | 0 | 0 | 0 | 0 | 0 | 0 | 0 | 0 | 0 | 0 | 0 | 0 | 0 | 0 | 0 | 0 | 0 | 0 | 0 | 0 | 0 | 0 | 0 | 0 | 0 | 0 | 0 | 0 | 0 | 0 | 0 | 0 | 0 | 0 | 0 | 0 | 0 | 0 | 0 | 0 | 0 | 0 | 0 | 0 | 0 | 0 |  | #N/A | #N/A | #N/A | #N/A | #N/A | #N/A | #N/A | #N/A | #N/A | #N/A | #N/A | #N/A | #N/A | #N/A | #N/A | #N/A | #N/A | #N/A | #N/A | #N/A | #N/A | #N/A | #N/A | #N/A | #N/A | #N/A | #N/A | #N/A | #N/A | #N/A | #N/A | #N/A | #N/A | #N/A | #N/A | #N/A | #N/A | #N/A | #N/A | #N/A | #N/A | #N/A | #N/A | #N/A | #N/A | #N/A | #N/A | #N/A | #N/A | #N/A | #N/A | #N/A | #N/A | #N/A | #N/A | #N/A | #N/A | #N/A | #N/A | #N/A | #N/A | #N/A | #N/A | #N/A | #N/A | #N/A | #N/A | #N/A | #N/A | #N/A | #N/A | #N/A | #N/A | #N/A | #N/A | #N/A | #N/A | #N/A | #N/A | #N/A | #N/A | #N/A | #N/A | #N/A | #N/A | #N/A | #N/A | #N/A | #N/A | #N/A | #N/A | #N/A | #N/A | #N/A | #N/A | #N/A | #N/A | #N/A | #N/A | #N/A | #N/A | #N/A | #N/A | #N/A | #N/A | #N/A | #N/A | #N/A | #N/A | #N/A | #N/A | #N/A | #N/A | #N/A | #N/A | #N/A | #N/A | #N/A | #N/A | #N/A | #VALUE! | #N/A | #N/A | #N/A | #N/A | #N/A | #N/A | #N/A | #N/A | #N/A | #N/A | #N/A | #N/A | #N/A | #N/A | #N/A | #N/A | #N/A | #N/A | #N/A | Fill | [80 empty] | FILL= | 0 | CUT= | 0 | 0 | 0
|  | Level (m) | [9 empty] | 0 | 0 | [60 empty] | 0 | 0 | 0 | 0 | 0 | 0 | 0 | 0 | 0 | 0 | 0 | 0 | 0 | 0 | 0 | 0 | 0 | 0 | 0 | 0 | 0 | 0 | 0 | 0 | 0 | 0 | 0 | 0 | 0 | 0 | 0 | 0 | 0 | 0 | 0 | 0 | 0 | 0 | 0 | 0 | 0 | 0 | 0 | 0 | 0 | 0 | 0 | 0 | 0 | 0 | 0 | 0 | 0 | 0 | 0 | 0 | 0 | 0 | 0 | 0 | 0 | 0 | 0 | 0 | 0 | 0 | 0 | 0 | 0 | 0 | 0 | 0 | 0 | 0 | 0 | 0 | 0 | 0 | 0 | 0 | 0 | 0 | 0 | 0 | 0 | 0 | 0 | 0 | 0 | 0 | 0 | 0 | 0 | 0 | 0 | 0 | 0 | 0 | 0 | 0 | 0 | 0 | 0 | 0 | 0 | 0 | 0 | 0 | 0 | 0 | 0 | 0 | 0 | 0 | 0 | 0 | 0 | 0 | 0 | 0 | 0 | #N/A | #N/A | #N/A | #N/A | #N/A | #N/A | #N/A | #N/A | #N/A | #N/A | #N/A | #N/A | #N/A | #N/A | #N/A | #N/A | #N/A | #N/A | #N/A | #N/A | #N/A | #N/A | #N/A | #N/A | #N/A | #N/A | #N/A | #N/A | #N/A | #N/A | #N/A | #N/A | #N/A | #N/A | #N/A | #N/A | #N/A | #N/A | #N/A | #N/A | #N/A | #N/A | #N/A | #N/A | #N/A | #N/A | #N/A | #N/A | #N/A | #N/A | #N/A | #N/A | #N/A | #N/A | #N/A | #N/A | #N/A | #N/A | #N/A | #N/A | #VALUE! | #N/A | #N/A | #N/A | #N/A | #N/A | #N/A | #N/A | #N/A | #N/A | #N/A | #N/A | #N/A | #N/A | #N/A | #N/A | #N/A | #N/A | #N/A | #N/A | Cut
Sec. 19 | Existing | Dist. (m) | [5 empty] | Cut: 0.0 sq.m. |  | 0 | 0 |  |  | #N/A | #N/A | #N/A | #N/A | #N/A | #N/A | #N/A | #N/A | #N/A | #N/A | #N/A | #N/A | #N/A | #N/A | #N/A | #N/A | #N/A | #N/A | #N/A | #N/A | #N/A | #N/A | #N/A | #N/A | #N/A | #N/A | #N/A | #N/A | #N/A | #N/A | #N/A | #N/A | #N/A | #N/A | #N/A | #N/A | #N/A | #N/A | #N/A | #N/A | #N/A | #N/A | #N/A | #N/A | #N/A | #N/A | #N/A | #N/A | #N/A | #N/A | #N/A | #N/A | #N/A | #N/A | #N/A | #N/A | #N/A | #N/A | #N/A | #N/A | #N/A | #N/A | #N/A | #N/A | #N/A | #N/A | #N/A | #N/A | #N/A | #N/A | #N/A | #N/A | #N/A | #N/A | #N/A | #N/A | #N/A | #N/A | #N/A | #N/A | #N/A | #N/A | #N/A | #N/A | #N/A | #N/A | #N/A | #N/A | #N/A | #N/A | #N/A | #N/A | #N/A | #N/A | #N/A | #N/A | #N/A | #N/A | #N/A | #N/A | #N/A | #N/A | #N/A | #N/A | #N/A | #N/A | #N/A | #N/A | #N/A | #N/A | #N/A | #N/A | #N/A | #N/A | #N/A | #N/A | #N/A | #N/A | #N/A | #N/A |  | #N/A | #N/A | #N/A | #N/A | #N/A | #N/A | #N/A | #N/A | #N/A | #N/A | #N/A | #N/A | #N/A | #N/A | #N/A | #N/A | #N/A | #N/A | #N/A | #N/A | #N/A | #N/A | #N/A | #N/A | #N/A | #N/A | #N/A | #N/A | #N/A | #N/A | #N/A | #N/A | #N/A | #N/A | #N/A | #N/A | #N/A | #N/A | #N/A | #N/A | #N/A | #N/A | #N/A | #N/A | #N/A | #N/A | #N/A | #N/A | #N/A | #N/A | #N/A | #N/A | #N/A | #N/A | #N/A | #N/A | #N/A | #N/A | #N/A | #N/A | 1 | 2 | 3 | 4 | 5 | 6 | 7 | 8 | 9 | 10 | 11 | 12 | 13 | 14 | 15 | 16 | 17 | 18 | 19 | 20 | 21 | 22 | 23 | 24 | 25 | 26 | 27 | 28 | 29 | 30 | 31 | 32 | 33 | 34 | 35 | 36 | 37 | 38 | 39 | 40 | 41 | 42 | 43 | 44 | 45 | 46 | 47 | 48 | 49 | 50 | 51 | 52 | 53 | 54 | 55 | 56 | 57 | 58 | 59 | 60 | 61 | 62 | 63 | #N/A | #N/A | #N/A | #N/A | #N/A | #N/A | #N/A | #N/A | #N/A | #N/A | #N/A | #N/A | #N/A | #N/A | #N/A | #N/A | #N/A | Dist | #N/A | #N/A | #N/A | #N/A | #N/A | #N/A | #N/A | #N/A | #N/A | #N/A | #N/A | #N/A | #N/A | #N/A | #N/A | #N/A | #N/A | #N/A | #N/A | #N/A | #N/A | #N/A | #N/A | #N/A | #N/A | #N/A | #N/A | #N/A | #N/A | #N/A | #N/A | #N/A | #N/A | #N/A | #N/A | #N/A | #N/A | #N/A | #N/A | #N/A | #N/A | #N/A | #N/A | #N/A | #N/A | #N/A | #N/A | #N/A | #N/A | #N/A | #N/A | #N/A | #N/A | #N/A | #N/A | #N/A | #N/A | #N/A | #N/A | #N/A | #VALUE! | #VALUE! | #N/A | #N/A | #N/A | #N/A | #N/A | #N/A | #N/A | #N/A | #N/A | #N/A | #N/A | #N/A | #N/A | #N/A | #N/A | #N/A | #N/A | #N/A
|  | Level (m) | [9 empty] | 0 | 0 | #N/A | #N/A | #N/A | #N/A | #N/A | #N/A | #N/A | #N/A | #N/A | #N/A | #N/A | #N/A | #N/A | #N/A | #N/A | #N/A | #N/A | #N/A | #N/A | #N/A | #N/A | #N/A | #N/A | #N/A | #N/A | #N/A | #N/A | #N/A | #N/A | #N/A | #N/A | #N/A | #N/A | #N/A | #N/A | #N/A | #N/A | #N/A | #N/A | #N/A | #N/A | #N/A | #N/A | #N/A | #N/A | #N/A | #N/A | #N/A | #N/A | #N/A | #N/A | #N/A | #N/A | #N/A | #N/A | #N/A | #N/A | #N/A | #N/A | #N/A | #N/A | #N/A | #N/A | #N/A | #N/A | #N/A | #N/A | #N/A | #N/A | #N/A | #N/A | #N/A | #N/A | #N/A | #N/A | #N/A | #N/A | #N/A | #N/A | #N/A | #N/A | #N/A | #N/A | #N/A | #N/A | #N/A | #N/A | #N/A | #N/A | #N/A | #N/A | #N/A | #N/A | #N/A | #N/A | #N/A | #N/A | #N/A | #N/A | #N/A | #N/A | #N/A | #N/A | #N/A | #N/A | #N/A | #N/A | #N/A | #N/A | #N/A | #N/A | #N/A | #N/A | #N/A | #N/A | #N/A | #N/A | #N/A | #N/A | #N/A |  | #N/A | #N/A | #N/A | #N/A | #N/A | #N/A | #N/A | #N/A | #N/A | #N/A | #N/A | #N/A | #N/A | #N/A | #N/A | #N/A | #N/A | #N/A | #N/A | #N/A | #N/A | #N/A | #N/A | #N/A | #N/A | #N/A | #N/A | #N/A | #N/A | #N/A | #N/A | #N/A | #N/A | #N/A | #N/A | #N/A | #N/A | #N/A | #N/A | #N/A | #N/A | #N/A | #N/A | #N/A | #N/A | #N/A | #N/A | #N/A | #N/A | #N/A | #N/A | #N/A | #N/A | #N/A | #N/A | #N/A | #N/A | #N/A | #N/A | #N/A | #N/A | #N/A | #N/A | #N/A | #N/A | #N/A | #N/A | #N/A | #N/A | #N/A | #N/A | #N/A | #N/A | #N/A | #N/A | #N/A | #N/A | #N/A | #N/A | #N/A | #N/A | #N/A | #N/A | #N/A | #N/A | #N/A | #N/A | #N/A | #N/A | #N/A | #N/A | #N/A | #N/A | #N/A | #N/A | #N/A | #N/A | #N/A | #N/A | #N/A | #N/A | #N/A | #N/A | #N/A | #N/A | #N/A | #N/A | #N/A | #N/A | #N/A | #N/A | #N/A | #N/A | #N/A | #N/A | #N/A | #N/A | #N/A | #N/A | #N/A | #VALUE! | #VALUE! | #N/A | #N/A | #N/A | #N/A | #N/A | #N/A | #N/A | #N/A | #N/A | #N/A | #N/A | #N/A | #N/A | #N/A | #N/A | #N/A | #N/A | #N/A | Diff | #N/A | #N/A | #N/A | #N/A | #N/A | #N/A | #N/A | #N/A | #N/A | #N/A | #N/A | #N/A | #N/A | #N/A | #N/A | #N/A | #N/A | #N/A | #N/A | #N/A | #N/A | #N/A | #N/A | #N/A | #N/A | #N/A | #N/A | #N/A | #N/A | #N/A | #N/A | #N/A | #N/A | #N/A | #N/A | #N/A | #N/A | #N/A | #N/A | #N/A | #N/A | #N/A | #N/A | #N/A | #N/A | #N/A | #N/A | #N/A | #N/A | #N/A | #N/A | #N/A | #N/A | #N/A | #N/A | #N/A | #N/A | #N/A | #N/A | #N/A | #VALUE! | #N/A | #N/A | #N/A | #N/A | #N/A | #N/A | #N/A | #N/A | #N/A | #N/A | #N/A | #N/A | #N/A | #N/A | #N/A | #N/A | #N/A | #N/A | #N/A
| Proposed | Dist. (m) | [5 empty] | Fill: 0.0 sq.m. |  | 0 | 0 |  |  | #N/A | #N/A | #N/A | #N/A | #N/A | #N/A | #N/A | #N/A | #N/A | #N/A | #N/A | #N/A | #N/A | #N/A | #N/A | #N/A | #N/A | #N/A | #N/A | #N/A | #N/A | #N/A | #N/A | #N/A | #N/A | #N/A | #N/A | #N/A | #N/A | #N/A | #N/A | #N/A | #N/A | #N/A | #N/A | #N/A | #N/A | #N/A | #N/A | #N/A | #N/A | #N/A | #N/A | #N/A | #N/A | #N/A | #N/A | #N/A | #N/A | #N/A | #N/A | #N/A | #N/A | #N/A | #N/A | #N/A | #N/A | #N/A | #N/A | #N/A | 0 | 0 | 0 | 0 | 0 | 0 | 0 | 0 | 0 | 0 | 0 | 0 | 0 | 0 | 0 | 0 | 0 | 0 | 0 | 0 | 0 | 0 | 0 | 0 | 0 | 0 | 0 | 0 | 0 | 0 | 0 | 0 | 0 | 0 | 0 | 0 | 0 | 0 | 0 | 0 | 0 | 0 | 0 | 0 | 0 | 0 | 0 | 0 | 0 | 0 | 0 | 0 | 0 | 0 | 0 | 0 | 0 | 0 | 0 | 0 |  | #N/A | #N/A | #N/A | #N/A | #N/A | #N/A | #N/A | #N/A | #N/A | #N/A | #N/A | #N/A | #N/A | #N/A | #N/A | #N/A | #N/A | #N/A | #N/A | #N/A | #N/A | #N/A | #N/A | #N/A | #N/A | #N/A | #N/A | #N/A | #N/A | #N/A | #N/A | #N/A | #N/A | #N/A | #N/A | #N/A | #N/A | #N/A | #N/A | #N/A | #N/A | #N/A | #N/A | #N/A | #N/A | #N/A | #N/A | #N/A | #N/A | #N/A | #N/A | #N/A | #N/A | #N/A | #N/A | #N/A | #N/A | #N/A | #N/A | #N/A | #N/A | #N/A | #N/A | #N/A | #N/A | #N/A | #N/A | #N/A | #N/A | #N/A | #N/A | #N/A | #N/A | #N/A | #N/A | #N/A | #N/A | #N/A | #N/A | #N/A | #N/A | #N/A | #N/A | #N/A | #N/A | #N/A | #N/A | #N/A | #N/A | #N/A | #N/A | #N/A | #N/A | #N/A | #N/A | #N/A | #N/A | #N/A | #N/A | #N/A | #N/A | #N/A | #N/A | #N/A | #N/A | #N/A | #N/A | #N/A | #N/A | #N/A | #N/A | #N/A | #N/A | #N/A | #N/A | #N/A | #N/A | #N/A | #N/A | #N/A | #VALUE! | #N/A | #N/A | #N/A | #N/A | #N/A | #N/A | #N/A | #N/A | #N/A | #N/A | #N/A | #N/A | #N/A | #N/A | #N/A | #N/A | #N/A | #N/A | #N/A | Fill | [80 empty] | FILL= | 0 | CUT= | 0 | 0 | 0
|  | Level (m) | [9 empty] | 0 | 0 | [60 empty] | 0 | 0 | 0 | 0 | 0 | 0 | 0 | 0 | 0 | 0 | 0 | 0 | 0 | 0 | 0 | 0 | 0 | 0 | 0 | 0 | 0 | 0 | 0 | 0 | 0 | 0 | 0 | 0 | 0 | 0 | 0 | 0 | 0 | 0 | 0 | 0 | 0 | 0 | 0 | 0 | 0 | 0 | 0 | 0 | 0 | 0 | 0 | 0 | 0 | 0 | 0 | 0 | 0 | 0 | 0 | 0 | 0 | 0 | 0 | 0 | 0 | 0 | 0 | 0 | 0 | 0 | 0 | 0 | 0 | 0 | 0 | 0 | 0 | 0 | 0 | 0 | 0 | 0 | 0 | 0 | 0 | 0 | 0 | 0 | 0 | 0 | 0 | 0 | 0 | 0 | 0 | 0 | 0 | 0 | 0 | 0 | 0 | 0 | 0 | 0 | 0 | 0 | 0 | 0 | 0 | 0 | 0 | 0 | 0 | 0 | 0 | 0 | 0 | 0 | 0 | 0 | 0 | 0 | 0 | 0 | 0 | #N/A | #N/A | #N/A | #N/A | #N/A | #N/A | #N/A | #N/A | #N/A | #N/A | #N/A | #N/A | #N/A | #N/A | #N/A | #N/A | #N/A | #N/A | #N/A | #N/A | #N/A | #N/A | #N/A | #N/A | #N/A | #N/A | #N/A | #N/A | #N/A | #N/A | #N/A | #N/A | #N/A | #N/A | #N/A | #N/A | #N/A | #N/A | #N/A | #N/A | #N/A | #N/A | #N/A | #N/A | #N/A | #N/A | #N/A | #N/A | #N/A | #N/A | #N/A | #N/A | #N/A | #N/A | #N/A | #N/A | #N/A | #N/A | #N/A | #N/A | #VALUE! | #N/A | #N/A | #N/A | #N/A | #N/A | #N/A | #N/A | #N/A | #N/A | #N/A | #N/A | #N/A | #N/A | #N/A | #N/A | #N/A | #N/A | #N/A | #N/A | Cut
Sec. 20 | Existing | Dist. (m) | [5 empty] | Cut: 0.0 sq.m. |  | 0 | 0 |  |  | #N/A | #N/A | #N/A | #N/A | #N/A | #N/A | #N/A | #N/A | #N/A | #N/A | #N/A | #N/A | #N/A | #N/A | #N/A | #N/A | #N/A | #N/A | #N/A | #N/A | #N/A | #N/A | #N/A | #N/A | #N/A | #N/A | #N/A | #N/A | #N/A | #N/A | #N/A | #N/A | #N/A | #N/A | #N/A | #N/A | #N/A | #N/A | #N/A | #N/A | #N/A | #N/A | #N/A | #N/A | #N/A | #N/A | #N/A | #N/A | #N/A | #N/A | #N/A | #N/A | #N/A | #N/A | #N/A | #N/A | #N/A | #N/A | #N/A | #N/A | #N/A | #N/A | #N/A | #N/A | #N/A | #N/A | #N/A | #N/A | #N/A | #N/A | #N/A | #N/A | #N/A | #N/A | #N/A | #N/A | #N/A | #N/A | #N/A | #N/A | #N/A | #N/A | #N/A | #N/A | #N/A | #N/A | #N/A | #N/A | #N/A | #N/A | #N/A | #N/A | #N/A | #N/A | #N/A | #N/A | #N/A | #N/A | #N/A | #N/A | #N/A | #N/A | #N/A | #N/A | #N/A | #N/A | #N/A | #N/A | #N/A | #N/A | #N/A | #N/A | #N/A | #N/A | #N/A | #N/A | #N/A | #N/A | #N/A | #N/A |  | #N/A | #N/A | #N/A | #N/A | #N/A | #N/A | #N/A | #N/A | #N/A | #N/A | #N/A | #N/A | #N/A | #N/A | #N/A | #N/A | #N/A | #N/A | #N/A | #N/A | #N/A | #N/A | #N/A | #N/A | #N/A | #N/A | #N/A | #N/A | #N/A | #N/A | #N/A | #N/A | #N/A | #N/A | #N/A | #N/A | #N/A | #N/A | #N/A | #N/A | #N/A | #N/A | #N/A | #N/A | #N/A | #N/A | #N/A | #N/A | #N/A | #N/A | #N/A | #N/A | #N/A | #N/A | #N/A | #N/A | #N/A | #N/A | #N/A | #N/A | 1 | 2 | 3 | 4 | 5 | 6 | 7 | 8 | 9 | 10 | 11 | 12 | 13 | 14 | 15 | 16 | 17 | 18 | 19 | 20 | 21 | 22 | 23 | 24 | 25 | 26 | 27 | 28 | 29 | 30 | 31 | 32 | 33 | 34 | 35 | 36 | 37 | 38 | 39 | 40 | 41 | 42 | 43 | 44 | 45 | 46 | 47 | 48 | 49 | 50 | 51 | 52 | 53 | 54 | 55 | 56 | 57 | 58 | 59 | 60 | 61 | 62 | 63 | #N/A | #N/A | #N/A | #N/A | #N/A | #N/A | #N/A | #N/A | #N/A | #N/A | #N/A | #N/A | #N/A | #N/A | #N/A | #N/A | #N/A | Dist | #N/A | #N/A | #N/A | #N/A | #N/A | #N/A | #N/A | #N/A | #N/A | #N/A | #N/A | #N/A | #N/A | #N/A | #N/A | #N/A | #N/A | #N/A | #N/A | #N/A | #N/A | #N/A | #N/A | #N/A | #N/A | #N/A | #N/A | #N/A | #N/A | #N/A | #N/A | #N/A | #N/A | #N/A | #N/A | #N/A | #N/A | #N/A | #N/A | #N/A | #N/A | #N/A | #N/A | #N/A | #N/A | #N/A | #N/A | #N/A | #N/A | #N/A | #N/A | #N/A | #N/A | #N/A | #N/A | #N/A | #N/A | #N/A | #N/A | #N/A | #VALUE! | #VALUE! | #N/A | #N/A | #N/A | #N/A | #N/A | #N/A | #N/A | #N/A | #N/A | #N/A | #N/A | #N/A | #N/A | #N/A | #N/A | #N/A | #N/A | #N/A
|  | Level (m) | [9 empty] | 0 | 0 | #N/A | #N/A | #N/A | #N/A | #N/A | #N/A | #N/A | #N/A | #N/A | #N/A | #N/A | #N/A | #N/A | #N/A | #N/A | #N/A | #N/A | #N/A | #N/A | #N/A | #N/A | #N/A | #N/A | #N/A | #N/A | #N/A | #N/A | #N/A | #N/A | #N/A | #N/A | #N/A | #N/A | #N/A | #N/A | #N/A | #N/A | #N/A | #N/A | #N/A | #N/A | #N/A | #N/A | #N/A | #N/A | #N/A | #N/A | #N/A | #N/A | #N/A | #N/A | #N/A | #N/A | #N/A | #N/A | #N/A | #N/A | #N/A | #N/A | #N/A | #N/A | #N/A | #N/A | #N/A | #N/A | #N/A | #N/A | #N/A | #N/A | #N/A | #N/A | #N/A | #N/A | #N/A | #N/A | #N/A | #N/A | #N/A | #N/A | #N/A | #N/A | #N/A | #N/A | #N/A | #N/A | #N/A | #N/A | #N/A | #N/A | #N/A | #N/A | #N/A | #N/A | #N/A | #N/A | #N/A | #N/A | #N/A | #N/A | #N/A | #N/A | #N/A | #N/A | #N/A | #N/A | #N/A | #N/A | #N/A | #N/A | #N/A | #N/A | #N/A | #N/A | #N/A | #N/A | #N/A | #N/A | #N/A | #N/A | #N/A |  | #N/A | #N/A | #N/A | #N/A | #N/A | #N/A | #N/A | #N/A | #N/A | #N/A | #N/A | #N/A | #N/A | #N/A | #N/A | #N/A | #N/A | #N/A | #N/A | #N/A | #N/A | #N/A | #N/A | #N/A | #N/A | #N/A | #N/A | #N/A | #N/A | #N/A | #N/A | #N/A | #N/A | #N/A | #N/A | #N/A | #N/A | #N/A | #N/A | #N/A | #N/A | #N/A | #N/A | #N/A | #N/A | #N/A | #N/A | #N/A | #N/A | #N/A | #N/A | #N/A | #N/A | #N/A | #N/A | #N/A | #N/A | #N/A | #N/A | #N/A | #N/A | #N/A | #N/A | #N/A | #N/A | #N/A | #N/A | #N/A | #N/A | #N/A | #N/A | #N/A | #N/A | #N/A | #N/A | #N/A | #N/A | #N/A | #N/A | #N/A | #N/A | #N/A | #N/A | #N/A | #N/A | #N/A | #N/A | #N/A | #N/A | #N/A | #N/A | #N/A | #N/A | #N/A | #N/A | #N/A | #N/A | #N/A | #N/A | #N/A | #N/A | #N/A | #N/A | #N/A | #N/A | #N/A | #N/A | #N/A | #N/A | #N/A | #N/A | #N/A | #N/A | #N/A | #N/A | #N/A | #N/A | #N/A | #N/A | #N/A | #VALUE! | #VALUE! | #N/A | #N/A | #N/A | #N/A | #N/A | #N/A | #N/A | #N/A | #N/A | #N/A | #N/A | #N/A | #N/A | #N/A | #N/A | #N/A | #N/A | #N/A | Diff | #N/A | #N/A | #N/A | #N/A | #N/A | #N/A | #N/A | #N/A | #N/A | #N/A | #N/A | #N/A | #N/A | #N/A | #N/A | #N/A | #N/A | #N/A | #N/A | #N/A | #N/A | #N/A | #N/A | #N/A | #N/A | #N/A | #N/A | #N/A | #N/A | #N/A | #N/A | #N/A | #N/A | #N/A | #N/A | #N/A | #N/A | #N/A | #N/A | #N/A | #N/A | #N/A | #N/A | #N/A | #N/A | #N/A | #N/A | #N/A | #N/A | #N/A | #N/A | #N/A | #N/A | #N/A | #N/A | #N/A | #N/A | #N/A | #N/A | #N/A | #VALUE! | #N/A | #N/A | #N/A | #N/A | #N/A | #N/A | #N/A | #N/A | #N/A | #N/A | #N/A | #N/A | #N/A | #N/A | #N/A | #N/A | #N/A | #N/A | #N/A
| Proposed | Dist. (m) | [5 empty] | Fill: 0.0 sq.m. |  | 0 | 0 |  |  | #N/A | #N/A | #N/A | #N/A | #N/A | #N/A | #N/A | #N/A | #N/A | #N/A | #N/A | #N/A | #N/A | #N/A | #N/A | #N/A | #N/A | #N/A | #N/A | #N/A | #N/A | #N/A | #N/A | #N/A | #N/A | #N/A | #N/A | #N/A | #N/A | #N/A | #N/A | #N/A | #N/A | #N/A | #N/A | #N/A | #N/A | #N/A | #N/A | #N/A | #N/A | #N/A | #N/A | #N/A | #N/A | #N/A | #N/A | #N/A | #N/A | #N/A | #N/A | #N/A | #N/A | #N/A | #N/A | #N/A | #N/A | #N/A | #N/A | #N/A | 0 | 0 | 0 | 0 | 0 | 0 | 0 | 0 | 0 | 0 | 0 | 0 | 0 | 0 | 0 | 0 | 0 | 0 | 0 | 0 | 0 | 0 | 0 | 0 | 0 | 0 | 0 | 0 | 0 | 0 | 0 | 0 | 0 | 0 | 0 | 0 | 0 | 0 | 0 | 0 | 0 | 0 | 0 | 0 | 0 | 0 | 0 | 0 | 0 | 0 | 0 | 0 | 0 | 0 | 0 | 0 | 0 | 0 | 0 | 0 |  | #N/A | #N/A | #N/A | #N/A | #N/A | #N/A | #N/A | #N/A | #N/A | #N/A | #N/A | #N/A | #N/A | #N/A | #N/A | #N/A | #N/A | #N/A | #N/A | #N/A | #N/A | #N/A | #N/A | #N/A | #N/A | #N/A | #N/A | #N/A | #N/A | #N/A | #N/A | #N/A | #N/A | #N/A | #N/A | #N/A | #N/A | #N/A | #N/A | #N/A | #N/A | #N/A | #N/A | #N/A | #N/A | #N/A | #N/A | #N/A | #N/A | #N/A | #N/A | #N/A | #N/A | #N/A | #N/A | #N/A | #N/A | #N/A | #N/A | #N/A | #N/A | #N/A | #N/A | #N/A | #N/A | #N/A | #N/A | #N/A | #N/A | #N/A | #N/A | #N/A | #N/A | #N/A | #N/A | #N/A | #N/A | #N/A | #N/A | #N/A | #N/A | #N/A | #N/A | #N/A | #N/A | #N/A | #N/A | #N/A | #N/A | #N/A | #N/A | #N/A | #N/A | #N/A | #N/A | #N/A | #N/A | #N/A | #N/A | #N/A | #N/A | #N/A | #N/A | #N/A | #N/A | #N/A | #N/A | #N/A | #N/A | #N/A | #N/A | #N/A | #N/A | #N/A | #N/A | #N/A | #N/A | #N/A | #N/A | #N/A | #VALUE! | #N/A | #N/A | #N/A | #N/A | #N/A | #N/A | #N/A | #N/A | #N/A | #N/A | #N/A | #N/A | #N/A | #N/A | #N/A | #N/A | #N/A | #N/A | #N/A | Fill | [80 empty] | FILL= | 0 | CUT= | 0 | 0 | 0
|  | Level (m) | [9 empty] | 0 | 0 | [60 empty] | 0 | 0 | 0 | 0 | 0 | 0 | 0 | 0 | 0 | 0 | 0 | 0 | 0 | 0 | 0 | 0 | 0 | 0 | 0 | 0 | 0 | 0 | 0 | 0 | 0 | 0 | 0 | 0 | 0 | 0 | 0 | 0 | 0 | 0 | 0 | 0 | 0 | 0 | 0 | 0 | 0 | 0 | 0 | 0 | 0 | 0 | 0 | 0 | 0 | 0 | 0 | 0 | 0 | 0 | 0 | 0 | 0 | 0 | 0 | 0 | 0 | 0 | 0 | 0 | 0 | 0 | 0 | 0 | 0 | 0 | 0 | 0 | 0 | 0 | 0 | 0 | 0 | 0 | 0 | 0 | 0 | 0 | 0 | 0 | 0 | 0 | 0 | 0 | 0 | 0 | 0 | 0 | 0 | 0 | 0 | 0 | 0 | 0 | 0 | 0 | 0 | 0 | 0 | 0 | 0 | 0 | 0 | 0 | 0 | 0 | 0 | 0 | 0 | 0 | 0 | 0 | 0 | 0 | 0 | 0 | 0 | #N/A | #N/A | #N/A | #N/A | #N/A | #N/A | #N/A | #N/A | #N/A | #N/A | #N/A | #N/A | #N/A | #N/A | #N/A | #N/A | #N/A | #N/A | #N/A | #N/A | #N/A | #N/A | #N/A | #N/A | #N/A | #N/A | #N/A | #N/A | #N/A | #N/A | #N/A | #N/A | #N/A | #N/A | #N/A | #N/A | #N/A | #N/A | #N/A | #N/A | #N/A | #N/A | #N/A | #N/A | #N/A | #N/A | #N/A | #N/A | #N/A | #N/A | #N/A | #N/A | #N/A | #N/A | #N/A | #N/A | #N/A | #N/A | #N/A | #N/A | #VALUE! | #N/A | #N/A | #N/A | #N/A | #N/A | #N/A | #N/A | #N/A | #N/A | #N/A | #N/A | #N/A | #N/A | #N/A | #N/A | #N/A | #N/A | #N/A | #N/A | Cut

## Kubla Cubed
Kubla Cubed provides a fast, accurate alternative to the grid and cross section methods.
This program uses TIN (Triangulation Irregular Network) to calculate the cut and fill volumes of earthwork estimations.
Here we give you the opportunity to try the software for free and guide you through how to import and calculate the cut and fill volumes of the sample data.
Installation and usage instructions
1) Download and install the free Lite edition of Kubla Cubed from our website :
https://www.kublasoftware.com/kubla-cubed/
2) Open the program, from the icon on your desktop
3) Load the existing terrain with the following steps
a) Click the 'Add Ground Element' ‘+’ button on the right menu
b) Click ‘Feature Surface’
c) Click the ‘Points’ tab
d) Click the ‘Add Points from File…’ button
e) Select the 'Alcatraz.csv' file and then 'Open'
It will open a new pop out window with the xyz data in three columns. Click “OK”
f) Click “yes” to reduce the number of points to optimise performance and ‘OK’ when it has completed the reduction
g) The points have now successfully imported and will show in the design area
h) Click on the ‘Outline’ tab on the left
i) Click on the pencil to add a manual outline. Automatic will create an outline that will shrink-wrap the points data
j) Click ‘OK’
k) Click ‘Apply’ and the program will complete the triangulation. Click ‘OK’ once complete
l) Change the view to 3D by clicking the Display options
m) Return to the 2D design view and select the Proposed 1 tab at the bottom of the screen
4) Define the proposed platform with the following steps:
a) Click Add an Earthworks Element on the panel on the right
b) Click ‘Platform’ on the panel
c) Draw the platform roughly by left clicking on the terrain to define the platform points. Right click to finish drawing the platform
X | Y
551043.55 | 4186198.71
551388.55 | 4186521.71
550982.55 | 4186900.71
550614.55 | 4186570.71
e) Set the Level to 0.00m
f) Set the side batter ‘On’ with both Cut and Fill at 1:0.5
5) Read the cut and fill volumes from the top-left of the screen
6) In Kubla Cubed Professional, you can export your your earthworks estimation results.
In addition, if you have added cross sections and other measurement tools i.e. length and area, then you can export these as pdf or spreadsheet documents.

## License
This work is licensed under the Creative Commons Attribution-NoDerivs 3.0 Unported License.
To view a full copy of this license, visit http://creativecommons.org/licenses/by-nd/3.0/or send a letter to Creative Commons, PO Box 1866, Mountain View, CA 94042, USA.
Attribution-NoDerivs 3.0 Unported
(CC BY-ND 3.0)
This is a human-readable summary of (and not a substitute for) the license. Disclaimer.
You are free to:
Share — copy and redistribute the material in any medium or format
for any purpose, even commercially.
The licensor cannot revoke these freedoms as long as you follow the license terms.
Under the following terms:
Attribution — You must give appropriate credit, provide a link to the license, and indicate if changes were made. You may do so in any reasonable manner, but not in any way that suggests the
licensor endorses you or your use.
NoDerivatives — If you remix, transform, or build upon the material, you may not distribute the modified material.
No additional restrictions — You may not apply legal terms or technological measures that legally restrict others from doing anything the license permits.
Notices:
You do not have to comply with the license for elements of the material in the public domain or where your use is permitted by an applicable exception or limitation.
No warranties are given. The license may not give you all of the permissions necessary for your intended use. For example, other rights such as publicity, privacy, or moral rights may limit how you use the
material.